## c_proj_login_sample
表名 | C_PROJ_LOGIN_SAMPLE
字段名 | SEQ_NUM | PROJECT | PRODUCT_STANDARD | PRODNAME | PRODUCTION_SPEC | STRUCTURE_TYPE | CONTACT_TYPE | SAMPLE_GROUP | SAMPLE_QUANTITY | NEED_LIST | INSULATION_LEVEL | HAS_LOGINED_SAMPLE | MANUFACTURER | OTHER_REQ | PRODUCT_STAGE | PRODUCT_SERIES | CONTACT_BRAND | CONTACT_MODEL | EN_MANUFACTURER | EN_OTHER_REQ | TS
举例 | 3102 | A-171023-1035 | QFVF4353-2016 | HF46FA/3-HS3 | 3VDC | 单稳态 | 1H | B | 3 | F |  | F | 宏发 |  | 常温 | HF46FA | NA | NA
| 3103 | A-171023-1035 | QFVF4353-2016 | HF46FA/6-HS3 | 6VDC | 单稳态 | 1H | C | 3 | F |  | F | 宏发 |  | 常温 | HF46FA | NA | NA
| 3104 | A-171023-1035 | QFVF4353-2016 | HF46FA/9-HS3 | 9VDC | 单稳态 | 1H | D | 3 | F |  | F | 宏发 |  | 常温 | HF46FA | NA | NA
| 3101 | A-171023-1035 | QFVF4353-2016 | HF46FA/24-HS3 | 12VDC | 单稳态 | 1H | A | 15 | F |  | F | 宏发 |  | 常温 | HF46FA | NA | NA
说明 | 主键，自增，+1，需通过获取当前该表最大seq_num，然后+1处理，进行写入 | 委托单号（委托单有几组样品，此表就有多少行） | 全部根据委托单上样品信息写入（如果对不上，建议参照NC前台样品添加的界面） |  |  |  |  | 委托单样品级别 | 每组样品数量 | DEFAULT:F | DEFAULT:null | DEFAULT:F | DEFAULT:宏发 | DEFAULT:null | 同E-H列数据来源 | 产品系列写入 | DEFAULT:NA | DEFAULT:NA | DEFAULT:null | DEFAULT:null | NC写入

## c_proj_task
表名 | C_PROJ_LOGIN_SAMPLE
字段 | PROJECT | SEQ_NUM | ORDER_NUMBER | ANALYSIS | CHANGED_ON | CHANGED_BY | DESCRIPTION | SAMPLE_GROUP | TASK_ID | STARTED_DATE | CREATED_DATE | COMPLETED_DATE | TEST_NUMBER | IS_ENTERED | TEST_VARIATION | PLAN_TEST_TIME | ACTUAL_TEST_TIME | MAX_NUM_BATCH | BASE_FEE | TEST_FEE | QUOTES | ACTUAL_TEST_FEE | ACTUAL_TOTAL_COST | ANALYSIS_VERSION | IS_RECHECK | RECHECK_TO | EXT_LINK | IF_PASS | COMMENT_TECH | TEST_QUANTITY | TASK_REPORTED_NAME | EXPIRY_DATE | ASSGIN_TO | LAB | REDATE | READY_FOR_REVIEW | RPT_ASSGIN_TO | READY_FOR_DRAFT | DRAFT_APPLY_ON | DRAFT_APPLY_BY | REPORT_NUMBER | ASSIGNED_SAMPLE | ASSIGNED_SAMPLE_DISPLAY | ASSIGNED_SAMPLE_QUANTITY | ADDITIONAL_WORK_HOURS | SURCHARGE | ACTUAL_BASE_FEE | ACTUAL_SURCHARGE | ACTUAL_TEST_QTY | STATUS | CONCLUSION | REVIEWED_ON | RPT_AUTHORIZED_BY | RPT_AUTHORIZED_ON | RPT_AUTHORIZED | RPT_REJECT_COMMENT_C | RPT_REJECT_COMMENT_S | RPT_CONCLUSION | C_SUBMIT_BY | C_SUBMIT_DATE | C_CUSTOMERMANAGER_BY | C_CUSTOMERMANAGER_DATE | C_TECHSUPERVISOR_BY | C_TECHSUPERVISOR_DATE | C_QUOTECREATE_BY | C_QUOTECREATE_DATE | C_QUOTESIGNATURE_BY | C_QUOTESIGNATURE_DATE | C_QUOTESEND_BY | C_QUOTESEND_DATE | C_SAMPLERECEIVE_BY | C_SAMPLERECEIVE_DATE | C_ARRANGEMENT_BY | C_ARRANGEMENT_DATE | C_MONITORPROCESS_BY | C_MONITORPROCESS_DATE | C_ANALYST_START_BY | C_ANALYST_START_DATE | C_ANALYST_END_BY | C_ANALYST_END_DATE | C_ANALYST_SUBMIT_BY | C_ANALYST_SUBMIT_DATE | C_TECHENGINEER_CREATE_BY | C_TECHENGINEER_CREATE_DATE | C_TECHENGINEER_SUBMIT_BY | C_TECHENGINEER_SUBMIT_DATE | C_REPORTCREATE_BY | C_REPORTCREATE_DATE | C_REPORTSIGNATURE_BY | C_REPORTSIGNATURE_DATE | C_CHARGESEND_BY | C_CHARGESEND_DATE | C_CHARGECREATE_BY | C_CHARGECREATE_DATE | C_CHARGESIGNATURE_BY | C_CHARGESIGNATURE_DATE | C_NEXT_PERSON | C_CURRENT_PROCESS | C_SAMPLE_OUT_BY | C_SAMPLE_OUT_DATE | C_SAMPLE_IN_BY | C_SAMPLE_IN_DATE | C_SAMPLE_BORROW_BY | C_SAMPLE_BORROW_DATE | C_SAMPLE_RETURN_BY | C_SAMPLE_RETURN_DATE | TS
举例 | A-180927-0773 | 11286 | 1 | IEC61810-7-2006_4.9-1A | 2018/10/10 17:36:05 | 1002768 |  |  | A-180927-0773-01 |  |  |  | 119445 | T |  | 2 | 0 | 0 | 0 | 0 | 0 | 0 | 0 | 0 | F |  |  | F |  | 0 | 介质耐电压试验 |  |  |  | 0 | F |  | F |  |  | 0 | A1,A2,A3,A4,A5,A6,A7,A8,A9,A10,A11,A12,A13,A14,A15,A16,A17,A18,A19,A20 | A1-A20 | 20 | 0 | 0 | 0 | 0 | 0 | T |  |  |  |  | F | [5 empty] | 1000514 | 2018/10/8 8:28:26 | 1001295 | 2018/10/8 16:42:51 | 1002768 | 2018/10/10 17:17:39 | 1002768 | 2018/10/10 17:36:05 | 1002768 | 2018/10/10 17:35:41 | [26 empty] | 1002405 | 样品接收
| A-180927-0773 | 11287 | 2 | IEC61810-7-2006_4.10-2A | 2018/10/10 17:36:05 | 1002768 |  |  | A-180927-0773-02 |  |  |  | 119446 | T |  | 0 | 0 | 0 | 0 | 0 | 0 | 0 | 0 | 0 | F |  |  | F |  | 0 | 冲击电压 |  |  |  | 0 | F |  | F |  |  | 0 | A21,A22,A23,A24,A25 | A21-A25 | 5 | 0 | 0 | 0 | 0 | 0 | T |  |  |  |  | F | [5 empty] | 1000514 | 2018/10/8 8:28:26 | 1001295 | 2018/10/8 16:42:51 | 1002768 | 2018/10/10 17:17:39 | 1002768 | 2018/10/10 17:36:05 | 1002768 | 2018/10/10 17:35:41 | [26 empty] | 1002405 | 样品接收
| A-180927-0773 | 11288 | 3 | IEC61810-7-2006-4.11-1A | 2018/10/10 17:36:05 | 1002768 |  |  | A-180927-0773-03 |  |  |  | 119447 | T |  | 2 | 0 | 0 | 0 | 0 | 0 | 0 | 0 | 0 | F |  |  | F |  | 0 | 绝缘电阻 |  |  |  | 0 | F |  | F |  |  | 0 | A26,A27,A28,A29,A30,A31,A32,A33,A34,A35,A36,A37,A38,A39,A40,A41,A42,A43,A44,A45 | A1-A20;B1-B20;C1-C20;D1-D20 | 20 | 0 | 0 | 0 | 0 | 0 | T |  |  |  |  | F | [5 empty] | 1000514 | 2018/10/8 8:28:26 | 1001295 | 2018/10/8 16:42:51 | 1002768 | 2018/10/10 17:17:39 | 1002768 | 2018/10/10 17:36:05 | 1002768 | 2018/10/10 17:35:41 | [26 empty] | 1002405 | 样品接收
| A-180927-0773 | 11289 | 4 | IEC61810-7-2006_4.20-1A | 2018/10/10 17:36:05 | 1002768 |  |  | A-180927-0773-04 |  |  |  | 119448 | T |  | 2 | 0 | 0 | 0 | 0 | 0 | 0 | 0 | 0 | F |  |  | F |  | 0 | 密封 |  |  |  | 0 | F |  | F |  |  | 0 | A26,A27,A28,A29,A30,A31,A32,A33,A34,A35,A36,A37,A38,A39,A40,A41,A42,A43,A44,A45 | A26-A45 | 20 | 0 | 0 | 0 | 0 | 0 | T |  |  |  |  | F | [5 empty] | 1000514 | 2018/10/8 8:28:26 | 1001295 | 2018/10/8 16:42:51 | 1002768 | 2018/10/10 17:17:39 | 1002768 | 2018/10/10 17:36:05 | 1002768 | 2018/10/10 17:35:41 | [26 empty] | 1002405 | 样品接收
| A-180927-0773 | 11290 | 5 | IEC61810-7-2006_4.30-1A | 2018/10/10 17:36:05 | 1002768 |  |  | A-180927-0773-05 |  |  |  | 119449 | T |  | 28 | 0 | 6 | 0 | 0 | 0 | 0 | 0 | 0 | F |  |  | F |  | 0 | 阻性负载电耐久性 |  |  |  | 0 | F |  | F |  |  | 0 | A46,A47,A48,A49,A50 | A1-A10;B1-B10 | 5 | 0 | 0 | 0 | 0 | 0 | T |  |  |  |  | F | [5 empty] | 1000514 | 2018/10/8 8:28:26 | 1001295 | 2018/10/8 16:42:51 | 1002768 | 2018/10/10 17:17:39 | 1002768 | 2018/10/10 17:36:05 | 1002768 | 2018/10/10 17:35:41 | [26 empty] | 1002405 | 样品接收
| A-180927-0773 | 11293 | 6 | IEC61810-7-2006_4.32-1A | 2018/10/10 17:36:05 | 1002768 |  |  | A-180927-0773-06 |  |  |  | 119452 | T |  | 504 | 0 | 0 | 0 | 0 | 0 | 0 | 0 | 0 | F |  |  | F |  | 0 | 热耐久性 |  |  |  | 0 | F |  | F |  |  | 0 | A51,A52,A53,A54,A55 | A51-A55 | 5 | 0 | 0 | 0 | 0 | 0 | T |  |  |  |  | F | [5 empty] | 1000514 | 2018/10/8 8:28:26 | 1001295 | 2018/10/8 16:42:51 | 1002768 | 2018/10/10 17:17:39 | 1002768 | 2018/10/10 17:36:05 | 1002768 | 2018/10/10 17:35:41 | [26 empty] | 1002405 | 样品接收
| A-180927-0773 | 11294 | 7 | IEC61810-7-2006_4.15-5A | 2018/10/10 17:36:05 | 1002768 |  |  | A-180927-0773-07 |  |  |  | 119453 | T |  | 66 | 0 | 0 | 0 | 0 | 0 | 0 | 0 | 0 | F |  |  | F |  | 0 | 气候序列 |  |  |  | 0 | F |  | F |  |  | 0 | A56,A57,A58,A59,A60,A61,A62,A63,A64,A65 | A56-A65 | 10 | 0 | 0 | 0 | 0 | 0 | T |  |  |  |  | F | [5 empty] | 1000514 | 2018/10/8 8:28:26 | 1001295 | 2018/10/8 16:42:51 | 1002768 | 2018/10/10 17:17:39 | 1002768 | 2018/10/10 17:36:05 | 1002768 | 2018/10/10 17:35:41 | [26 empty] | 1002405 | 样品接收
| A-180927-0773 | 11295 | 8 | IEC61810-7-2006_4.16-1A | 2018/10/10 17:36:05 | 1002768 |  |  | A-180927-0773-08 |  |  |  | 119454 | T |  | 504 | 0 | 0 | 0 | 0 | 0 | 0 | 0 | 0 | F |  |  | F |  | 0 | 恒定湿热 |  |  |  | 0 | F |  | F |  |  | 0 | A66,A67,A68,A69,A70,A71,A72,A73,A74,A75 | A66-A75 | 10 | 0 | 0 | 0 | 0 | 0 | T |  |  |  |  | F | [5 empty] | 1000514 | 2018/10/8 8:28:26 | 1001295 | 2018/10/8 16:42:51 | 1002768 | 2018/10/10 17:17:39 | 1002768 | 2018/10/10 17:36:05 | 1002768 | 2018/10/10 17:35:42 | [26 empty] | 1002405 | 样品接收
| A-180927-0773 | 11296 | 9 | IEC61810-7-2006_4.24-1A | 2018/10/10 17:36:05 | 1002768 |  |  | A-180927-0773-09 |  |  |  | 119455 | T |  | 0 | 0 | 0 | 0 | 0 | 0 | 0 | 0 | 0 | F |  |  | F |  | 0 | 引出端强度 |  |  |  | 0 | F |  | F |  |  | 0 | A76,A77,A78,A79,A80,A81,A82,A83,A84,A85 | A76-A85 | 10 | 0 | 0 | 0 | 0 | 0 | T |  |  |  |  | F | [5 empty] | 1000514 | 2018/10/8 8:28:27 | 1001295 | 2018/10/8 16:42:51 | 1002768 | 2018/10/10 17:17:39 | 1002768 | 2018/10/10 17:36:05 | 1002768 | 2018/10/10 17:35:42 | [26 empty] | 1002405 | 样品接收
说明 | 委托单号（所属委托单有多少任务，此表相应就要添加几行） | 主键，自增，+1，需通过获取当前该表最大seq_num，然后+1处理，进行写入 | 根据NC任务单表体的任务顺序依次写入 | 任务单表体测试结果名称内容 | 修改时间 | 修改人工号 | DEFAULT:null | DEFAULT:null | NC委托单号+任务单表体任务编号内容构成 | DEFAULT:null | DEFAULT:null | DEFAULT:null | 此字段值为test表主键值，test表主键同此表主键，此处需要去test表查询最大的test_number，然后进行+1操作，先对test表插行占位，锁定其主键，然后将其取回并写入此标志位 | DEFAULT:T | DEFAULT:null | 计划测试时间（以小时为单位，不足1小时，计为1），此字段由任务单孙表中测试条件的持续时间决定，在孙表算出持续时间后，转化为小时为单位存入任务单后，在回写时，写入此值 | DEFAULT:0.00 | 以实际最大批量来计算得知(此处为业务问题，如何算出) | DEFAULT:0.00 | DEFAULT:0.00 | DEFAULT:0.00 | DEFAULT:0.00 | DEFAULT:0.00 | DEFAULT:0.00 | DEFAULT:F | DEFAULT:null | DEFAULT:null(暂时为空) | DEFAULT:F | DEFAULT:null | DEFAULT:0.00 | 取添加任务时的测试名称的中文值，此处不要短名称 | DEFAULT:null | DEFAULT:null | DEFAULT:null | DEFAULT:0.00 | DEFAULT:F | DEFAULT:null | DEFAULT:F | DEFAULT:null | DEFAULT:null | DEFAULT:0.00 | 此字段为所属该任务的样品分解，以半角逗号分隔，第一个前而和最后一个后面无逗号; | 此字段写入样品范围，如上例。若存在多组样品在一个任务中，则不同组别中间以半角分号分隔;若样品存在跳号（如A1,A3-A5）,同样用半角分号分隔 | 每个任务上的样品数量 | DEFAULT:0.00 | DEFAULT:0.00 | DEFAULT:0.00 | DEFAULT:0.00 | DEFAULT:0.00 | DEFAULT:T | DEFAULT:null | DEFAULT:null | DEFAULT:null | DEFAULT:null | DEFAULT:F | DEFAULT:null | DEFAULT:null | DEFAULT:null | 委托单制单人工号 | 委托单制单日期 | 审批的客户经理工号 | 客户经理审批时间 | 审批的技术主管工号 | 技术主管审批时间 | 框中字段全部为null | [41 empty] | NC的时间戳

## c_proj_para_a
表名 | C_PROJ_PARA_A
字段 | PROJECT | SEQ_NUM | ENTRY_CODE | ANALYSIS | ANALYSIS_VERSION | COMPONENT | RULE_TYPE | MAX_VALUE | MIN_VALUE | UNITS | IS_ADDED | PROJ_LOGSAMP_SEQNUM | SAMPLE_GROUP | PRODUCT_STANDARD | PRODNAME | PRODUCTION_SPEC | STRUCTURE_TYPE | CONTACT_TYPE | ORDER_NUMBER | STAGE | CHECK_SPEC
举例 | A-190720-0311 | 80998 | 84075 | 继电器企标初始参数 | 1 | 动作电压 | LTE_MAX | 3.75 | - | VD.C. | T | 5569 | A | QFVF4037-2017 | 1 | 1型/5型-005D-T | 单稳态 | 1D | 2 | 常温 | T
| A-190720-0311 | 80999 | 84076 | 继电器企标初始参数 | 1 | 释放电压 | GTE_MIN | - | 0.50 | VD.C. | T | 5569 | A | QFVF4037-2017 | 1 | 1型/5型-005D-T | 单稳态 | 1D | 3 | 常温 | T
| A-190720-0311 | 81000 | 84078 | 继电器企标初始参数 | 1 | NC接触电阻 | LTE_MAX | 50 | - | MMΩ | T | 5569 | A | QFVF4037-2017 | 1 | 1型/5型-005D-T | 单稳态 | 1D | 4 | 常温 | T
| A-190720-0311 | 81001 | 84079 | 继电器企标初始参数 | 1 | 动作时间 | LTE_MAX | 15.0 | - | MS | T | 5569 | A | QFVF4037-2017 | 1 | 1型/5型-005D-T | 单稳态 | 1D | 5 | 常温 | T
| A-190720-0311 | 81002 | 84081 | 继电器企标初始参数 | 1 | 绝缘电阻 | GTE_MIN | - | 1000 | MΩ | T | 5569 | A | QFVF4037-2017 | 1 | 1型/5型-005D-T | 单稳态 | 1D | 6 | 常温 | T
| A-190720-0311 | 81003 | 84082 | 继电器企标初始参数 | 1 | 断开触点间耐压 | GTE_MIN | - | 1500 | VA.C. | T | 5569 | A | QFVF4037-2017 | 1 | 1型/5型-005D-T | 单稳态 | 1D | 7 | 常温 | T
| A-190720-0311 | 81004 | 84083 | 继电器企标初始参数 | 1 | 线圈触点间耐压 | GTE_MIN | - | 4000 | VA.C. | T | 5569 | A | QFVF4037-2017 | 1 | 1型/5型-005D-T | 单稳态 | 1D | 8 | 常温 | T
| A-190720-0311 | 80997 | 84074 | 继电器企标初始参数 | 1 | 线圈电阻 | MNLTELTEMX | 29.70 | 24.30 | Ω | T | 5569 | A | QFVF4037-2017 | 1 | 1型/5型-005D-T | 单稳态 | 1D | 1 | 常温 | T
说明 | 来源为委托单号，委托单添加样品后带出的试验前参数有多少，即有多少行 | 主键，自增，+1，需通过获取当前该表最大seq_num，然后+1处理，进行写入 | 非主键，自增，+1，需通过获取当前该表最大seq_num，然后+1处理，进行写入 | 来源为NC委托单孙表列1的实验前参数名称 | 分析的版本号，来源为nc_analysis_list表的version字段 | NC委托单孙表列3的参数项 | 此为对应项，列表如下： 只有最大值：LTE_MAX 只有最小值：GTE_MIN 最大最小都有：MNLTELTEMX 温湿度：EMPTY GT_MIN MNLTLTEMX | 最大值 | 最小值 | 单位的DISPLAY | DEFAULT:T | C_PROJ_SAMPLE_LOGIN表对应样品主键 | 样品的组别 | 企标 | 样品规格型号用户输入值 | 样品规格号显示值 | 样品结构类型显示值 | 样品触点类型显示值 | 序号,来源order_number | 测试温度显示值 | DEFAULT:T

## sample第一次写入
表名 | SAMPLE
字段 | SAMPLE_NUMBER | TEXT_ID | STATUS | OLD_STATUS | DISP_FLDS | LABEL_MASK | IN_SPEC | IN_CAL | CHANGED_ON | RE_SAMPLE | ALIQUOT | ORIGINAL_SAMPLE | PARENT_SAMPLE | PARENT_ALIQUOT | ALIQUOT_GROUP | SAMPLE_VOLUME | SAMPLE_UNITS | LOGIN_DATE | LOGIN_BY | SAMPLED_DATE | RECD_DATE | RECEIVED_BY | DATE_STARTED | STARTED | ASSIGNED_OPERATOR | DUE_DATE | DATE_COMPLETED | DATE_REVIEWED | PREP | PREP_DATE | PREP_BY | REVIEWER | REVIEW_NOTE | PRODUCT_CODE | PRODUCT | PRODUCT_VERSION | PRODUCT_GRADE | SAMPLING_POINT | SAMPLE_TYPE | PROJECT | BATCH_NAME | BATCH_TEMPLATE | STEP | SAMPLE_NAME | DESCRIPTION | PRIORITY | LOCATION | CUSTOMER | TEST_LIST | TEMPLATE | RECIPIENT | STANDARD | EXT_LINK | CONDITION | TIMEPOINT | LOT | BASE_DATE | AVAILABLE_DATE | REQUIRED_DATE | TARGET_DATE | PARTIAL_SPEC | SPEC_TYPE | STAGE | PRIMARY_IN_SPEC | BATCH | CHARGE_CODE | FORMULATION | PROTOCOL_LEVEL | RELEASED | RELEASED_BY | RELEASED_ON | IN_CONTROL | INVESTIGATION | INVESTIGATED | APPROVED | APPROVAL_GROUP | READY_FOR_APPROVAL | APPROVAL_ID | APPROVAL_ROUTING | MODIFIED_RESULTS | REPORT_NUMBER | COMPOSITE | PARENT_COMPOSITE | COMPOSITE_TEMPLATE | SEASON_DATE | PEOPLE | TEST_LOCATION | OWNER_LOCATION | CHK_ALIQUOT_STATUS | CHK_ALIQUOT_SPECS | ALIQUOT_TEMPLATE | CALC_GROUP | SAMPLE_EVENT | LABEL_ID | HAS_FLAGS | VARIATION | SAMPLED_BY | SAMPLED | ORDER_NUM | LAST_ORDER_NUM | STORAGE_CONDITION | CONTAINER_TYPE | NUM_CONTAINERS | IMPORTANT_MESSAGE | OBSERVATIONS | LAB | EXPIRATION_DATE | REQD_VOLUME | COLLECTION_METHOD | COLLECTION_OFFSET | SIGNED | ALLOW_CHLD_ALQTS | CONTRACT_NUMBER | BILLING_ITEM_DESC | STORAGE_LOC_NO | EXTERNAL_LOCATION | STORAGE_TEMPLATE | CONVERSION_GROUPS | REPORTED_RSLT_OOS | T_CONTRACT_TESTS | T_CUSTOMER_GROUP | T_DEPTH | T_DISPOSAL_DATE | T_INSTRUMENT | T_LOGIN_VERIFIED | T_NOTE | T_RETURN_DATE | T_SAMPLE_ID | C_SAMPLE_GROUP | C_IS_SEQUNCE | C_CONTACT_TYPE | TRANS_NUM | CLONED_FROM | AUDIT
举例 | 46119 | 19-5673 | P | I |  |  | T | T | 2019/7/20 13:40:48 | F | F | 46119 | 0 | 0 |  | 0 |  | 2019/7/20 13:40:39 | 1002437 |  | 2019/7/20 13:40:40 | 1002437 | 2019/7/20 13:40:45 | T |  |  |  |  | F | [6 empty] | 0 | [9 empty] | 0 |  |  |  | HF-CONDITION |  | F |  |  |  | 0 |  |  |  |  | F | NONE | NONE | T |  |  |  |  | F |  |  | T |  | F | F |  | F | 0 |  | F | 0 | F | 0 |  |  | 0 |  |  | F | F | ALIQUOT |  | 0 |  | F |  |  | F |  |  |  |  | 1 |  |  |  |  | 0 |  | 0 | F | F | 0 |  | 0 |  |  |  | F | F |  |  |  |  | F |  |  |  |  | F |  | 0 | 0 | F
| 46118 | 190310-A6 | U | C |  |  | T | T | 2019/7/20 13:11:24 | F | F | 46118 | 0 | 0 |  | 0 |  | 2019/7/20 13:11:10 | BACKGROUND |  |  |  |  | F |  |  |  |  | F | [5 empty] | QFVF4159-2018 | 1 | 单稳态 | 012D |  | A-190719-0310 | [5 empty] | 0 |  | 股份公司总部 |  | HF-MAIN |  | F |  |  |  | 0 |  |  |  |  | F | NONE | NONE | T |  |  |  |  | F |  |  | T |  | F | F |  | F | 0 |  | F | 0 | F | 0 |  |  | 0 |  |  | F | F | ALIQUOT |  | 0 |  | F |  |  | F |  |  |  |  | 1 |  |  | 0101测试一组 |  | 0 |  | 0 | F | F | 0 |  | 0 |  |  |  | F | F |  |  |  |  | T |  |  |  | A | F | 1H | 34523 | 46113 | T
| 46117 | 190310-A5 | U | C |  |  | T | T | 2019/7/20 13:11:24 | F | F | 46117 | 0 | 0 |  | 0 |  | 2019/7/20 13:11:10 | BACKGROUND |  |  |  |  | F |  |  |  |  | F | [5 empty] | QFVF4159-2018 | 1 | 单稳态 | 012D |  | A-190719-0310 | [5 empty] | 0 |  | 股份公司总部 |  | HF-MAIN |  | F |  |  |  | 0 |  |  |  |  | F | NONE | NONE | T |  |  |  |  | F |  |  | T |  | F | F |  | F | 0 |  | F | 0 | F | 0 |  |  | 0 |  |  | F | F | ALIQUOT |  | 0 |  | F |  |  | F |  |  |  |  | 1 |  |  | 0101测试一组 |  | 0 |  | 0 | F | F | 0 |  | 0 |  |  |  | F | F |  |  |  |  | T |  |  |  | A | F | 1H | 34522 | 46113 | T
| 46116 | 190310-A4 | U | C |  |  | T | T | 2019/7/20 13:11:23 | F | F | 46116 | 0 | 0 |  | 0 |  | 2019/7/20 13:11:10 | BACKGROUND |  |  |  |  | F |  |  |  |  | F | [5 empty] | QFVF4159-2018 | 1 | 单稳态 | 012D |  | A-190719-0310 | [5 empty] | 0 |  | 股份公司总部 |  | HF-MAIN |  | F |  |  |  | 0 |  |  |  |  | F | NONE | NONE | T |  |  |  |  | F |  |  | T |  | F | F |  | F | 0 |  | F | 0 | F | 0 |  |  | 0 |  |  | F | F | ALIQUOT |  | 0 |  | F |  |  | F |  |  |  |  | 1 |  |  | 0101测试一组 |  | 0 |  | 0 | F | F | 0 |  | 0 |  |  |  | F | F |  |  |  |  | T |  |  |  | A | F | 1H | 34521 | 46113 | T
| 46115 | 190310-A3 | U | C |  |  | T | T | 2019/7/20 13:11:23 | F | F | 46115 | 0 | 0 |  | 0 |  | 2019/7/20 13:11:09 | BACKGROUND |  |  |  |  | F |  |  |  |  | F | [5 empty] | QFVF4159-2018 | 1 | 单稳态 | 012D |  | A-190719-0310 | [5 empty] | 0 |  | 股份公司总部 |  | HF-MAIN |  | F |  |  |  | 0 |  |  |  |  | F | NONE | NONE | T |  |  |  |  | F |  |  | T |  | F | F |  | F | 0 |  | F | 0 | F | 0 |  |  | 0 |  |  | F | F | ALIQUOT |  | 0 |  | F |  |  | F |  |  |  |  | 1 |  |  | 0101测试一组 |  | 0 |  | 0 | F | F | 0 |  | 0 |  |  |  | F | F |  |  |  |  | T |  |  |  | A | F | 1H | 34520 | 46113 | T
| 46114 | 190310-A2 | U | C |  |  | T | T | 2019/7/20 13:11:23 | F | F | 46114 | 0 | 0 |  | 0 |  | 2019/7/20 13:11:09 | BACKGROUND |  |  |  |  | F |  |  |  |  | F | [5 empty] | QFVF4159-2018 | 1 | 单稳态 | 012D |  | A-190719-0310 | [5 empty] | 0 |  | 股份公司总部 |  | HF-MAIN |  | F |  |  |  | 0 |  |  |  |  | F | NONE | NONE | T |  |  |  |  | F |  |  | T |  | F | F |  | F | 0 |  | F | 0 | F | 0 |  |  | 0 |  |  | F | F | ALIQUOT |  | 0 |  | F |  |  | F |  |  |  |  | 1 |  |  | 0101测试一组 |  | 0 |  | 0 | F | F | 0 |  | 0 |  |  |  | F | F |  |  |  |  | T |  |  |  | A | F | 1H | 34519 | 46113 | T
说明 | 主键，今后的表中不再赘述生成方式 | 此处有两种生成方式：由于本次是第一次写入，写入的是上表红色的格式，代表试验前的样品分类，格式为“年份-最大值+1” | P | I | null | null | T | T | 最后修改日期 | F | F | 主键方式自增 | 0.00 | 0.00 | null | 0.00 | null | 委托单最后修改时间即可 | 添加人，人员工号 | null | 委托单最后修改时间即可 | 添加人，人员工号 | 委托单最后修改时间即可 | T | null | null | null | null | F | null | null | null | null | null | null | 0.00 | null | null | null | null | null | null | null | null | null | 0.00 | null | null | null | HF-CONDITION | null | F | null | null | null | 0.00 | null | null | null | null | F | NONE | NONE | T | null | null | null | null | F | null | null | T | null | F | F | null | F | 0 | null | F | 0 | F | 0 | null | null | 0 | null | null | F | F | ALIQUOT | null | 0 | null | F | null | null | F | null | null | null | null | 1 | null | null | null | null | 0 | null | 0 | F | F | 0 | null | 0 | null | null | null | F | F | null | null | null | null | F | null | null | null | null | F | null | 0 | 0 | F

## test第一次写入
表名 | TEST
举例 | SAMPLE_NUMBER | TEST_NUMBER | ORDER_NUMBER | ANALYSIS | VERSION | ANALYSIS_COUNT | VARIATION | GROUP_NAME | REPORTED_NAME | REPLICATE_COUNT | STATUS | OLD_STATUS | BATCH_PARENT_TEST | BATCH_SIBLING_TEST | PARENT_TEST | ORIGINAL_TEST | DATE_RECEIVED | DATE_STARTED | ASSIGNED_OPERATOR | PREP | PREP_DATE | PREP_BY | DATE_COMPLETED | DATE_REVIEWED | REVIEWER | REPLICATE_TEST | INSTRUMENT | TEST_PRIORITY | IN_SPEC | IN_CAL | TEST_COMMENT | TEST_LOCATION | PARAMETER_NAME | PARAMETER_VALUE | EXPECTED_DATE | LAB | RESOLVE_REQD | CHANGED_ON | STAGE | PRIMARY_IN_SPEC | BATCH | IN_CONTROL | TEST_LIST | RE_TESTED | MODIFIED_RESULTS | ALIQUOTED_TO | ON_WORKSHEET | DISP_FLDS | DISPLAY_RESULTS | ALIQUOT_GROUP | SPLIT_REPLICATES | CROSS_SAMPLE | RELEASED | RELEASED_BY | RELEASED_ON | RELEASE_COMMENT | DOUBLE_ENTRY | CHILD_OUT_SPEC | CHARGE_ENTRY | SIGNED | BATCH_ORIGINAL_TEST | TEST_SEQUENCE_NO | INVOICE_NUMBER | BILLING_ITEM_DESC | CNTRCT_QTE_ITEM_NO | REPORTED_RSLT_OOS | CONTAINER_TYPE | DOUBLE_BLIND | PRE_INVOICE_NUMBER | T_ALLOWED_PRODUCT | T_ALLOWED_SAM_TYPE | T_ANALYSIS_METHOD | T_CHARGE_GROUP | T_CLIENT_DUE_DATE | T_CLIENT_PRIORITY | T_CLIENT_TURNARUND | T_CONTAINER_GROUP | T_DATE_ENABLED | T_EXT_REQUEST_DATE | T_INST_TESTS | T_LAB_DUE_DATE | T_NEEDS_LOCATION | T_PREP_ANALYSIS | T_PREP_ANALYSIS_GRP | T_PREP_TEST | T_QC_REFERENCE | T_REPORT_HEADER | T_TURNAROUND_ACTUA | T_TURNAROUND_CHARG | T_TURNAROUND_MET | C_CERTIFICATIONS | C_TASK_SEQ_NUM | C_ATT1_NAME | C_ATT2_NAME | C_ATT3_NAME | C_ATT4_NAME | C_ATT5_NAME | C_ATT6_NAME | C_ATT7_NAME | C_ATT8_NAME | C_ATT1_CONTENT | C_ATT2_CONTENT | C_ATT3_CONTENT | C_ATT4_CONTENT | C_ATT5_CONTENT | C_ATT6_CONTENT | C_ATT7_CONTENT | C_ATT8_CONTENT | C_TEST_TYPE | TRANS_NUM | C_IF_ARRANGED | COMMON_NAME | C_TASK_ID | C_CONDITION | C_ARRANGE_SEQ_NUM | C_APPLY_REVIEW | C_ARRANGE_TYPE | C_TASK_STATUS | C_TEST_CYCLE | C_FAILURE_CYCLE | C_FAILURE_TYPE | C_BASE_PARA_TEMP
| 46119 | 137310 | 1 | 电寿命试验测试分析 | 1 | 0 |  | DEFAULT | 电耐久性 | 1 | P | I | 0 | 0 | 0 | 137310 | 2019/7/20 13:40:40 | 2019/7/20 13:40:45 |  | F | [5 empty] | F |  | 0 | T | T |  | DEFAULT |  |  |  |  | F | 2019/7/20 13:40:48 | NONE | T |  | T |  | F | F | 0 | F |  | T | DEFAULT | F | F | F |  |  |  | F | F | 0 | F | 0 | 0 | 0 |  | 0 | F |  | F | 0 |  |  |  | 0 |  |  |  |  | 2019/7/20 |  |  |  | F |  |  | 0 | 0 |  | 0 | 0 | F |  | 0 | [16 empty] | 测试条件 | 0 | F | 交流阻性电耐久性 |  |  | 0 | F | A类 | 0 | 0 | 0 |  | T
| 46118 | 137309 | 1 | IEC61810-7-2006_4.30-1A | 1 | 0 |  | DEFAULT | 阻性负载电耐久性 | 1 | I | I | 0 | 0 | 0 | 137309 |  |  |  | F | [5 empty] | F |  | 0 | T | T |  | DEFAULT |  |  |  | 0101测试一组 | F | 2019/7/20 13:11:24 | NONE | T |  | T |  | F | F | 0 | F |  | T | DEFAULT | F | F | F |  |  |  | F | F | 0 | F | 0 | 0 | 0 |  | 0 | F |  | F | 0 |  |  | IEC61810-7 | 0 |  |  |  |  | 2019/7/20 |  |  |  | F |  |  | 0 | 0 |  | 0 | 0 | F |  | 12792 | [16 empty] | 测试结果 | 0 | F | 交流阻性 | A-190719-0310-01 |  | 0 | F | A类 | 0 | 0 | 0 |  | T
| 46117 | 137308 | 1 | IEC61810-7-2006_4.30-1A | 1 | 0 |  | DEFAULT | 阻性负载电耐久性 | 1 | I | I | 0 | 0 | 0 | 137308 |  |  |  | F | [5 empty] | F |  | 0 | T | T |  | DEFAULT |  |  |  | 0101测试一组 | F | 2019/7/20 13:11:24 | NONE | T |  | T |  | F | F | 0 | F |  | T | DEFAULT | F | F | F |  |  |  | F | F | 0 | F | 0 | 0 | 0 |  | 0 | F |  | F | 0 |  |  | IEC61810-7 | 0 |  |  |  |  | 2019/7/20 |  |  |  | F |  |  | 0 | 0 |  | 0 | 0 | F |  | 12792 | [16 empty] | 测试结果 | 0 | F | 交流阻性 | A-190719-0310-01 |  | 0 | F | A类 | 0 | 0 | 0 |  | T
| 46116 | 137307 | 1 | IEC61810-7-2006_4.30-1A | 1 | 0 |  | DEFAULT | 阻性负载电耐久性 | 1 | I | I | 0 | 0 | 0 | 137307 |  |  |  | F | [5 empty] | F |  | 0 | T | T |  | DEFAULT |  |  |  | 0101测试一组 | F | 2019/7/20 13:11:23 | NONE | T |  | T |  | F | F | 0 | F |  | T | DEFAULT | F | F | F |  |  |  | F | F | 0 | F | 0 | 0 | 0 |  | 0 | F |  | F | 0 |  |  | IEC61810-7 | 0 |  |  |  |  | 2019/7/20 |  |  |  | F |  |  | 0 | 0 |  | 0 | 0 | F |  | 12792 | [16 empty] | 测试结果 | 0 | F | 交流阻性 | A-190719-0310-01 |  | 0 | F | A类 | 0 | 0 | 0 |  | T
| 46115 | 137306 | 1 | IEC61810-7-2006_4.30-1A | 1 | 0 |  | DEFAULT | 阻性负载电耐久性 | 1 | I | I | 0 | 0 | 0 | 137306 |  |  |  | F | [5 empty] | F |  | 0 | T | T |  | DEFAULT |  |  |  | 0101测试一组 | F | 2019/7/20 13:11:23 | NONE | T |  | T |  | F | F | 0 | F |  | T | DEFAULT | F | F | F |  |  |  | F | F | 0 | F | 0 | 0 | 0 |  | 0 | F |  | F | 0 |  |  | IEC61810-7 | 0 |  |  |  |  | 2019/7/20 |  |  |  | F |  |  | 0 | 0 |  | 0 | 0 | F |  | 12792 | [16 empty] | 测试结果 | 0 | F | 交流阻性 | A-190719-0310-01 |  | 0 | F | A类 | 0 | 0 | 0 |  | T
| 46114 | 137305 | 1 | IEC61810-7-2006_4.30-1A | 1 | 0 |  | DEFAULT | 阻性负载电耐久性 | 1 | I | I | 0 | 0 | 0 | 137305 |  |  |  | F | [5 empty] | F |  | 0 | T | T |  | DEFAULT |  |  |  | 0101测试一组 | F | 2019/7/20 13:11:23 | NONE | T |  | T |  | F | F | 0 | F |  | T | DEFAULT | F | F | F |  |  |  | F | F | 0 | F | 0 | 0 | 0 |  | 0 | F |  | F | 0 |  |  | IEC61810-7 | 0 |  |  |  |  | 2019/7/20 |  |  |  | F |  |  | 0 | 0 |  | 0 | 0 | F |  | 12792 | [16 empty] | 测试结果 | 0 | F | 交流阻性 | A-190719-0310-01 |  | 0 | F | A类 | 0 | 0 | 0 |  | T
| 46113 | 137304 | 1 | IEC61810-7-2006_4.30-1A | 1 | 0 |  | DEFAULT | 阻性负载电耐久性 | 1 | I | I | 0 | 0 | 0 | 137304 |  |  |  | F | [5 empty] | F |  | 0 | T | T |  | DEFAULT |  |  |  | 0101测试一组 | F | 2019/7/20 13:11:23 | NONE | T |  | T |  | F | F | 0 | F |  | T | DEFAULT | F | F | F |  |  |  | F | F | 0 | F | 0 | 0 | 0 |  | 0 | F |  | F | 0 |  |  | IEC61810-7 | 0 |  |  |  |  | 2019/7/20 |  |  |  | F |  |  | 0 | 0 |  | 0 | 0 | F |  | 12792 | [16 empty] | 测试结果 | 0 | F | 交流阻性 | A-190719-0310-01 |  | 0 | F | A类 | 0 | 0 | 0 |  | T
| 46112 | 137303 | 1 | IEC61810-7-2006_4.30-1A | 1 | 0 |  | DEFAULT | 阻性负载电耐久性 | 1 | I | I | 0 | 0 | 0 | 137303 |  |  |  | F | [5 empty] | F |  | 0 | T | T |  | DEFAULT |  |  |  | 0101测试一组 | F | 2019/7/20 13:11:05 | NONE | T |  | T |  | F | F | 0 | F |  | T | DEFAULT | F | F | F |  |  |  | F | F | 0 | F | 0 | 0 | 0 |  | 0 | F |  | F | 0 |  |  | IEC61810-7 | 0 |  |  |  |  | 2019/7/20 |  |  |  | F |  |  | 0 | 0 |  | 0 | 0 | F |  | 12791 | [16 empty] | 测试结果 | 0 | F | 交流阻性 | A-190719-0309-01 |  | 0 | F | A类 | 0 | 0 | 0 |  | T
| 46111 | 137302 | 1 | IEC61810-7-2006_4.30-1A | 1 | 0 |  | DEFAULT | 阻性负载电耐久性 | 1 | I | I | 0 | 0 | 0 | 137302 |  |  |  | F | [5 empty] | F |  | 0 | T | T |  | DEFAULT |  |  |  | 0101测试一组 | F | 2019/7/20 13:11:05 | NONE | T |  | T |  | F | F | 0 | F |  | T | DEFAULT | F | F | F |  |  |  | F | F | 0 | F | 0 | 0 | 0 |  | 0 | F |  | F | 0 |  |  | IEC61810-7 | 0 |  |  |  |  | 2019/7/20 |  |  |  | F |  |  | 0 | 0 |  | 0 | 0 | F |  | 12791 | [16 empty] | 测试结果 | 0 | F | 交流阻性 | A-190719-0309-01 |  | 0 | F | A类 | 0 | 0 | 0 |  | T
| 46110 | 137301 | 1 | IEC61810-7-2006_4.30-1A | 1 | 0 |  | DEFAULT | 阻性负载电耐久性 | 1 | I | I | 0 | 0 | 0 | 137301 |  |  |  | F | [5 empty] | F |  | 0 | T | T |  | DEFAULT |  |  |  | 0101测试一组 | F | 2019/7/20 13:11:05 | NONE | T |  | T |  | F | F | 0 | F |  | T | DEFAULT | F | F | F |  |  |  | F | F | 0 | F | 0 | 0 | 0 |  | 0 | F |  | F | 0 |  |  | IEC61810-7 | 0 |  |  |  |  | 2019/7/20 |  |  |  | F |  |  | 0 | 0 |  | 0 | 0 | F |  | 12791 | [16 empty] | 测试结果 | 0 | F | 交流阻性 | A-190719-0309-01 |  | 0 | F | A类 | 0 | 0 | 0 |  | T
| 46109 | 137300 | 1 | IEC61810-7-2006_4.30-1A | 1 | 0 |  | DEFAULT | 阻性负载电耐久性 | 1 | I | I | 0 | 0 | 0 | 137300 |  |  |  | F | [5 empty] | F |  | 0 | T | T |  | DEFAULT |  |  |  | 0101测试一组 | F | 2019/7/20 13:11:05 | NONE | T |  | T |  | F | F | 0 | F |  | T | DEFAULT | F | F | F |  |  |  | F | F | 0 | F | 0 | 0 | 0 |  | 0 | F |  | F | 0 |  |  | IEC61810-7 | 0 |  |  |  |  | 2019/7/20 |  |  |  | F |  |  | 0 | 0 |  | 0 | 0 | F |  | 12791 | [16 empty] | 测试结果 | 0 | F | 交流阻性 | A-190719-0309-01 |  | 0 | F | A类 | 0 | 0 | 0 |  | T
| 46108 | 137299 | 1 | IEC61810-7-2006_4.30-1A | 1 | 0 |  | DEFAULT | 阻性负载电耐久性 | 1 | I | I | 0 | 0 | 0 | 137299 |  |  |  | F | [5 empty] | F |  | 0 | T | T |  | DEFAULT |  |  |  | 0101测试一组 | F | 2019/7/20 13:10:58 | NONE | T |  | T |  | F | F | 0 | F |  | T | DEFAULT | F | F | F |  |  |  | F | F | 0 | F | 0 | 0 | 0 |  | 0 | F |  | F | 0 |  |  | IEC61810-7 | 0 |  |  |  |  | 2019/7/20 |  |  |  | F |  |  | 0 | 0 |  | 0 | 0 | F |  | 12791 | [16 empty] | 测试结果 | 0 | F | 交流阻性 | A-190719-0309-01 |  | 0 | F | A类 | 0 | 0 | 0 |  | T
说明 | 取sample表刚插入的sample_number | 添加C_PROJ_TASK时生成的test_number，主键 | 1 | 任务单表体测试结果名称 | 分析版本 | 0 |  | DEFAULT | 任务单表体测试项目 | 1 | P | I | 0 | 0 | 0 | 主键方式自增 | 任务单创建时间 | 任务单创建时间 | null | F | null | null | null | null | null | F | null | 0 | T | T | null | DEFAULT | null | null | null | null | F | 最后修改时间 | NONE | T | null | T | null | F | F | 0 | F | null | T | DEFAULT | F | F | F | null | null | null | F | F | 0 | F | 0 | 0 | 0 | null | 0 | F | null | F | 0 | null | null | null | 0 | null | null | null | null | 制单日期 | null | null | null | F | null | null | 0 | 0 | null | 0 | 0 | F | null | 0 | null | null | null | null | null | null | null | null | null | null | null | null | null | null | null | null | 测试条件 | 0 | F | 短名称 | null | null | 0 | F | A类 | 0 | 0 | 0 | null | T

## c_proj_task_para_b
表名 | TEST
举例 | PROJECT | TASK_SEQ_NUM | TASK_NAME | SEQ_NUM | ENTRY_CODE | ANALYSIS | ANALYSIS_VERSION | COMPONENT | SPEC_RULE | MAX_VALUE | MIN_VALUE | UNITS | IS_ADDED | PROJ_LOGSAMP_SEQNUM | SAMPLE_GROUP | STAGE | CHECK_SPEC | TEMPORARY_TEST
| A-190720-0311 | 12793 | 电寿命测试4.30-1A | 238928 | 84093 | 继电器企标试验后参数 | 1 | 线圈触点间耐压 | GTE_MIN | - | 3000 | VA.C. | T | 5569 | A | 常温 | T
| A-190720-0311 | 12793 | 电寿命测试4.30-1A | 238927 | 84092 | 继电器企标试验后参数 | 1 | 断开触点间耐压 | GTE_MIN | - | 1125 | VA.C. | T | 5569 | A | 常温 | T
| A-190720-0311 | 12793 | 电寿命测试4.30-1A | 238926 | 84091 | 继电器企标试验后参数 | 1 | 绝缘电阻 | GTE_MIN | - | 10 | MΩ | T | 5569 | A | 常温 | T
| A-190720-0311 | 12793 | 电寿命测试4.30-1A | 238925 | 84090 | 继电器企标试验后参数 | 1 | NC接触电阻 | LTE_MAX | 200 | - | MMΩ | T | 5569 | A | 常温 | T
| A-190720-0311 | 12793 | 电寿命测试4.30-1A | 238924 | 84088 | 继电器企标试验后参数 | 1 | 释放电压 | GTE_MIN | - | 0.30 | VD.C. | T | 5569 | A | 常温 | T
| A-190720-0311 | 12793 | 电寿命测试4.30-1A | 238923 | 84087 | 继电器企标试验后参数 | 1 | 动作电压 | LTE_MAX | 4.30 | - | VD.C. | T | 5569 | A | 常温 | T
| A-190720-0311 | 12793 | 电寿命测试4.30-1A | 238922 | 84086 | 继电器企标试验后参数 | 1 | 线圈电阻 | MNLTELTEMX | 29.70 | 24.30 | Ω | T | 5569 | A | 常温 | T
| A-190719-0310 | 12792 | IEC61810-7-2006_4.30-1A | 238921 | 158136 | 继电器企标试验后参数 | 1 | 线圈触点间耐压 | GTE_MIN | - | 1125 | VA.C. | T | 5568 | A | 常温 | T
| A-190719-0310 | 12792 | IEC61810-7-2006_4.30-1A | 238920 | 158135 | 继电器企标试验后参数 | 1 | 断开触点间耐压 | GTE_MIN | - | 563 | VA.C. | T | 5568 | A | 常温 | T
| A-190719-0310 | 12792 | IEC61810-7-2006_4.30-1A | 238919 | 158134 | 继电器企标试验后参数 | 1 | 绝缘电阻 | GTE_MIN | - | 10 | MΩ | T | 5568 | A | 常温 | T
| A-190719-0310 | 12792 | IEC61810-7-2006_4.30-1A | 238918 | 158132 | 继电器企标试验后参数 | 1 | NO接触电阻 | LTE_MAX | 200 | - | MMΩ | T | 5568 | A | 常温 | T
| A-190719-0310 | 12792 | IEC61810-7-2006_4.30-1A | 238917 | 158131 | 继电器企标试验后参数 | 1 | 释放电压 | GTE_MIN | - | 0.75 | VD.C. | T | 5568 | A | 常温 | T
| A-190719-0310 | 12792 | IEC61810-7-2006_4.30-1A | 238916 | 158130 | 继电器企标试验后参数 | 1 | 动作电压 | LTE_MAX | 9.9 | - | VD.C. | T | 5568 | A | 常温 | T
| A-190719-0310 | 12792 | IEC61810-7-2006_4.30-1A | 238915 | 158129 | 继电器企标试验后参数 | 1 | 线圈电阻 | MNLTELTEMX | 440 | 360 | Ω | T | 5568 | A | 常温 | T
说明 | 委托单号 | c_proj_task表主键 | 带A的分析名 | 自增主键 | 自增 | 大类下的企标试验后参数名称，不只继电器企标试验后参数，也会是连接器企标试验后参数等，具体分析表中参照 | 分析版本 | 同试验前参数表 |  |  |  |  | T | c_proj_login_sample.seq_num | c_proj_login_sample.sample_group | c_proj_login_sample.product_state | T | null

## result第一次写入
表名 | RESULT
举例 | SAMPLE_NUMBER | TEST_NUMBER | RESULT_NUMBER | ORDER_NUMBER | ANALYSIS | NAME | REPORTED_NAME | REPLICATE_COUNT | RESULT_TYPE | STATUS | OLD_STATUS | MODIFIED_RESULT | MINIMUM | MAXIMUM | ALLOW_OUT | ENTRY | FORMATTED_ENTRY | NUMERIC_ENTRY | FIRST_ENTRY | UNITS | ROUND | PLACES | IN_SPEC | PRIMARY_IN_SPEC | ENTERED_ON | ENTERED_BY | FIRST_ENTRY_ON | FIRST_ENTRY_BY | DATE_REVIEWED | REVIEWER | INSTRUMENT | USES_INSTRUMENT | USES_CODES | IN_CAL | AUTO_CALC | LIST_KEY | ALLOW_CANCEL | LINK_SIZE | LINK_DATE | REPORTABLE | OPTIONAL | CODE_ENTERED | CHANGED_ON | STD_REAG_SAMPLE | HAS_ATTRIBUTES | FACTOR_VALUE | FACTOR_OPERATOR | ENTRY_TYPE | MIN_LIMIT | MAX_LIMIT | ALIAS_NAME | CONTROL_1 | CONTROL_2 | IN_CONTROL | DISPLAYED | ENTRY_QUALIFIER | SPEC_OVERRIDE | DOUBLE_ENTRY_CHK | LO_CONTROL | HI_CONTROL | TEXT_LIMIT | BATCH | FORMAT_CALCULATION | DB_FILE | CHART_COMMENT | PLACES_2 | REPORTED_RESULT | REPORTED_RSLT_REV | REPORTED_RSLT_OOS | ATTRIBUTE_1 | ATTRIBUTE_2 | ATTRIBUTE_3 | ATTRIBUTE_4 | ATTRIBUTE_5 | DOUBLE_BLIND_CHK | T_ACCREDITED | T_ACCREDITED_ID | C_CERTIFICATIONS | C_LIST_KEY | TRANS_NUM | T_SHORT_NAME
| 46122 | 137470 | 7026633 | 1 | IEC61810-1-2015_11-1 | 环境温度 | 环境条件 | 0 | U | E | N | F | -45 | 130 | F | 85℃ | 85℃ |  |  | NONE | F | 0 | T | T | 2019/7/24 13:49:55 | 1001601 | 2019/7/24 13:49:55 |  |  |  |  | F | F | T | T | 常温与温度 | F | 0 |  | T | F | F | 2019/7/24 13:50:01 | 0 | F | 0 |  | T | [5 empty] | T | T |  | F | [8 empty] | 0 | F | 0 | F | EMPTY | [5 empty] | T |  |  | 85摄氏度 | 0 | Ambient temperature
| 46122 | 137470 | 7026634 | 2 | IEC61810-1-2015_11-1 | 线圈类型 | 激励条件 | 0 | L | E | N | F |  |  | T | CBC | 单线圈磁保持 |  |  | NONE | F | 1 | T | T | 2019/7/24 13:50:00 | 1001601 | 2019/7/24 13:50:00 |  |  |  |  | F | F | T | T | C_COIL_TYPE | F | 0 |  | F | F | F | 2019/7/24 13:50:10 | 0 | F | 0 |  | T | [5 empty] | T | T |  | F | [8 empty] | 0 | F | 0 | F | EMPTY | [5 empty] | T |  |  | CBC | 0 | coil type
| 46122 | 137470 | 7026635 | 3 | IEC61810-1-2015_11-1 | 激励电压 | 激励条件 | 0 | N | E | N | F | 3 | 300 | F | 24 | 24 | 24 |  | VD.C. | F | 1 | T | T | 2019/7/24 13:50:05 | 1001601 | 2019/7/24 13:50:05 |  |  |  |  | F | F | T | T |  | F | 0 |  | T | F | F | 2019/7/24 13:50:10 | 0 | T | 0 |  | N | [5 empty] | T | T |  | F | [8 empty] | 0 | F | 0 | F | 24 | [5 empty] | T |  |  |  | 0 | Energization value
| 46122 | 137470 | 7026636 | 6 | IEC61810-1-2015_11-1 | 试验触点 | 负载条件 | 0 | L | E | N | F |  |  | T | 1H | 1H |  |  | NONE | F | 1 | T | T | 2019/7/24 13:50:10 | 1001601 | 2019/7/24 13:50:10 |  |  |  |  | F | F | T | T | C_CONTACT_TYPE | F | 0 |  | T | F | F | 2019/7/24 13:50:54 | 0 | T | 0 |  | T | [5 empty] | T | T |  | F | [8 empty] | 0 | F | 0 | F | EMPTY | [5 empty] | T |  |  | 1H | 0 | Contacts to be tested
| 46122 | 137470 | 7026637 | 7 | IEC61810-1-2015_11-1 | 负载电压 | 负载条件 | 0 | N | E | N | F | 3 | 480 | F | 250 | 250 | 250 |  | VA.C. | F | 1 | T | T | 2019/7/24 13:50:14 | 1001601 | 2019/7/24 13:50:14 |  |  |  |  | F | F | T | T |  | F | 0 |  | T | F | F | 2019/7/24 13:50:54 | 0 | T | 0 |  | N | [5 empty] | T | T |  | F | [8 empty] | 0 | F | 0 | F | 250 | [5 empty] | T |  |  |  | 0 | Load Voltage
| 46122 | 137470 | 7026647 | 8 | IEC61810-1-2015_11-1 | 负载电压频率 | 负载条件 | 0 | N | E | N | F | 50 | 60 | T | 50 | 50 | 50 |  | HERTZ | F | 1 | T | T | 2019/7/24 13:50:16 | 1001601 | 2019/7/24 13:50:16 |  |  |  |  | F | F | T | T |  | F | 0 |  | T | T | F | 2019/7/24 13:50:54 | 0 | T | 0 |  | N | [5 empty] | T | T |  | F | [8 empty] | 0 | F | 0 | F | 50 | [5 empty] | F |  |  |  | 0 | Load Voltage frequency
| 46122 | 137470 | 7026638 | 9 | IEC61810-1-2015_11-1 | 切换电流 | 负载条件 | 0 | N | E | N | F | 0.1 | 240 | T | 10 | 10 | 10 |  | A | F | 1 | T | T | 2019/7/24 13:50:19 | 1001601 | 2019/7/24 13:50:19 |  |  |  |  | F | F | T | T |  | F | 0 |  | T | F | F | 2019/7/24 13:50:54 | 0 | F | 0 |  | N | [5 empty] | T | T |  | F | [8 empty] | 0 | F | 0 | F | 10 | [5 empty] | T |  |  |  | 0 | Load current
| 46122 | 137470 | 7026639 | 10 | IEC61810-1-2015_11-1 | 接通时间 | 负载条件 | 0 | N | E | N | F | 0 | 10 | T | 3 | 3 | 3 |  | SECONDS | F | 1 | T | T | 2019/7/24 13:50:23 | 1001601 | 2019/7/24 13:50:23 |  |  |  |  | F | F | T | T |  | F | 0 |  | T | F | F | 2019/7/24 13:50:54 | 0 | T | 0 |  | N | [5 empty] | T | T |  | F | [8 empty] | 0 | F | 0 | F | 3 | [5 empty] | T |  |  |  | 0 | On time
| 46122 | 137470 | 7026640 | 11 | IEC61810-1-2015_11-1 | 分断时间 | 负载条件 | 0 | N | E | N | F | 0 | 10 | T | 3 | 3 | 3 |  | SECONDS | F | 1 | T | T | 2019/7/24 13:50:23 | 1001601 | 2019/7/24 13:50:23 |  |  |  |  | F | F | T | T |  | F | 0 |  | T | F | F | 2019/7/24 13:50:54 | 0 | T | 0 |  | N | [5 empty] | T | T |  | F | [8 empty] | 0 | F | 0 | F | 3 | [5 empty] | T |  |  |  | 0 | Off time
| 46122 | 137470 | 7026648 | 12 | IEC61810-1-2015_11-1 | 安装间距 | 安装要求 | 0 | N | E | N | F | 0 | 100 | T | 5 | 5 | 5 |  | MM | F | 1 | T | T | 2019/7/24 13:50:40 | 1001601 | 2019/7/24 13:50:40 |  |  |  |  | F | F | T | T |  | F | 0 |  | T | T | F | 2019/7/24 13:50:54 | 0 | F | 0 |  | N | [5 empty] | T | T |  | F | [8 empty] | 0 | F | 0 | F | 5 | [5 empty] | F |  |  |  | 0 | Mounting distance
| 46122 | 137470 | 7026641 | 13 | IEC61810-1-2015_11-1 | 测试次数 | 测试周期 | 0 | N | E | N | F |  |  | T | 100000 | 100000 | 100000 |  | CYCLES | T | 0 | T | T | 2019/7/24 13:50:48 | 1001601 | 2019/7/24 13:50:48 |  |  |  |  | F | F | T | T |  | F | 0 |  | T | F | F | 2019/7/24 13:50:54 | 0 | T | 0 |  | N | [5 empty] | T | T |  | F | [8 empty] | 0 | F | 0 | F | 100000 | [5 empty] | T |  |  |  | 0 | Target cycles
| 46122 | 137470 | 7026642 | 15 | IEC61810-1-2015_11-1 | 失效判定 | 失效判据 | 0 | U | E | N | F |  |  | T | 严酷等级B：六次瞬时失效或连续两次失效即判定该样品失效 | 严酷等级B：六次瞬时失效或连续两次失效即判定该样品失效 |  |  | NONE | F | 1 | T | T | 2019/7/24 13:50:53 | 1001601 | 2019/7/24 13:50:53 |  |  |  |  | F | F | T | T | 严酷等级-电耐久性 | F | 0 |  | T | F | F | 2019/7/24 13:51:16 | 0 | T | 0 |  | T | [5 empty] | T | T |  | F | [8 empty] | 0 | F | 0 | F | Severity B: The sixth detected malfunction or two consecutive malfunctions are defined as a failure. | [5 empty] | T |  |  | B | 0 | Severity level
| 46122 | 137470 | 7026643 | 16 | IEC61810-1-2015_11-1 | 最终测试 | 失效判据 | 0 | T | M | E | T |  |  | T | 线圈触点之间耐压：1500V；断开触点之间耐压：500V | 线圈触点之间耐压：1500V；断开触点之间耐压：500V |  |  | NONE | F | 1 | T | T | 2019/7/24 13:51:12 | 1001601 | 2019/7/24 13:49:34 |  |  |  |  | F | F | T | T |  | F | 0 |  | T | F | F | 2019/7/24 13:51:16 | 0 | T | 0 |  | T | [5 empty] | T | T |  | F | [8 empty] | 0 | F | 0 | F | [6 empty] | T |  |  |  | 0 | Final measurements
| 46122 | 137470 | 7026650 | 17 | IEC61810-1-2015_11-1 | 其他要求 | 其它要求 | 0 | T | E | N | F |  |  | T | 1、使用自然对流高温箱； | 1、使用自然对流高温箱； |  |  | NONE | F | 1 | T | T | 2019/7/24 13:49:34 | 1001601 | 2019/7/24 13:49:34 |  |  |  |  | F | F | T | T |  | F | 0 |  | T | T | F | 2019/7/24 13:49:34 | 0 | T | 0 |  | T | [5 empty] | T | T |  | F | [8 empty] | 0 | F | 0 | F | [6 empty] | F |  |  |  | 0 | Other test conditions
| 46122 | 137470 | 7026644 | 18 | IEC61810-1-2015_11-1 | 持续时间 | 测试周期 | 0 | K | E | N | F |  |  | T | 166.66666667 | 166.66666667 | 166.6667 |  | HOURS | F | 1 | T | T | 2019/7/24 13:50:48 | 1001601 | 2019/7/24 13:49:34 |  |  |  |  | F | F | T | T |  | F | 0 |  | F | F | F | 2019/7/24 13:50:54 | 0 | F | 0 |  | N | [5 empty] | T | T |  | F | [5 empty] | C_PLAN_TEST_TIME |  |  | 0 | F | 0 | F | [6 empty] | T |  |  |  | 0
说明 | sample表第一次写入的主键 | 任务表任务单上的test_number | result主键 | NC的测试条件的排序 | 测试依据的分析 | 任务单孙表测试项目 | report_name | 0 | 根据数据类型表得到对应的数据类型标志 | R:驳回 M:修改 A:批准 X:删除 N:未输入 E:输入 C:取消 | R M A X N E C | 是否修改了自动带出结果 | 最小值 | 最大值 | 是否允许超出限值范围 | 用户输入的条件 | 用户输入的条件格式化后 | 数值输入格式化后显示 | default:null | 单位的显示名 | 按条件中对分项的定义取 | 按条件中对分项的定义取 | default:T | default:T | 输入时间 | 输入人员工号 | 首次输入日期 | default:null |  |  |  | default:F | default:F | default:T | default:T | list对应的名称 | default:F | default:0.00 | default:null | 是否报告 | 是否可选填 | default:F | 修改日期 | deault:0.00 | 是否有属性 | default:0 | default:null | 是否输入类型 | default:null |  |  |  |  | default:T | default:T | default:null | default:F | default:null |  |  |  |  | 时间转换（此处lims原意为字段相应的计算，但本软件中只有一段程序，即将时间转换为小时显示） | 附件 | default:null | default:0.00 | default:F | default:0.00 | default:F | 英文输入值 | default:null |  |  |  |  | 是否认证 | default:null |  | 默认名称 | default:0.00 | 英文短名称

## sample第二次写入
表名 | SAMPLE
字段 | SAMPLE_NUMBER | TEXT_ID | STATUS | OLD_STATUS | DISP_FLDS | LABEL_MASK | IN_SPEC | IN_CAL | CHANGED_ON | RE_SAMPLE | ALIQUOT | ORIGINAL_SAMPLE | PARENT_SAMPLE | PARENT_ALIQUOT | ALIQUOT_GROUP | SAMPLE_VOLUME | SAMPLE_UNITS | LOGIN_DATE | LOGIN_BY | SAMPLED_DATE | RECD_DATE | RECEIVED_BY | DATE_STARTED | STARTED | ASSIGNED_OPERATOR | DUE_DATE | DATE_COMPLETED | DATE_REVIEWED | PREP | PREP_DATE | PREP_BY | REVIEWER | REVIEW_NOTE | PRODUCT_CODE | PRODUCT | PRODUCT_VERSION | PRODUCT_GRADE | SAMPLING_POINT | SAMPLE_TYPE | PROJECT | BATCH_NAME | BATCH_TEMPLATE | STEP | SAMPLE_NAME | DESCRIPTION | PRIORITY | LOCATION | CUSTOMER | TEST_LIST | TEMPLATE | RECIPIENT | STANDARD | EXT_LINK | CONDITION | TIMEPOINT | LOT | BASE_DATE | AVAILABLE_DATE | REQUIRED_DATE | TARGET_DATE | PARTIAL_SPEC | SPEC_TYPE | STAGE | PRIMARY_IN_SPEC | BATCH | CHARGE_CODE | FORMULATION | PROTOCOL_LEVEL | RELEASED | RELEASED_BY | RELEASED_ON | IN_CONTROL | INVESTIGATION | INVESTIGATED | APPROVED | APPROVAL_GROUP | READY_FOR_APPROVAL | APPROVAL_ID | APPROVAL_ROUTING | MODIFIED_RESULTS | REPORT_NUMBER | COMPOSITE | PARENT_COMPOSITE | COMPOSITE_TEMPLATE | SEASON_DATE | PEOPLE | TEST_LOCATION | OWNER_LOCATION | CHK_ALIQUOT_STATUS | CHK_ALIQUOT_SPECS | ALIQUOT_TEMPLATE | CALC_GROUP | SAMPLE_EVENT | LABEL_ID | HAS_FLAGS | VARIATION | SAMPLED_BY | SAMPLED | ORDER_NUM | LAST_ORDER_NUM | STORAGE_CONDITION | CONTAINER_TYPE | NUM_CONTAINERS | IMPORTANT_MESSAGE | OBSERVATIONS | LAB | EXPIRATION_DATE | REQD_VOLUME | COLLECTION_METHOD | COLLECTION_OFFSET | SIGNED | ALLOW_CHLD_ALQTS | CONTRACT_NUMBER | BILLING_ITEM_DESC | STORAGE_LOC_NO | EXTERNAL_LOCATION | STORAGE_TEMPLATE | CONVERSION_GROUPS | REPORTED_RSLT_OOS | T_CONTRACT_TESTS | T_CUSTOMER_GROUP | T_DEPTH | T_DISPOSAL_DATE | T_INSTRUMENT | T_LOGIN_VERIFIED | T_NOTE | T_RETURN_DATE | T_SAMPLE_ID | C_SAMPLE_GROUP | C_IS_SEQUNCE | C_CONTACT_TYPE | TRANS_NUM | CLONED_FROM | AUDIT
举例 | 46119 | 19-5673 | P | I |  |  | T | T | 2019/7/20 13:40:48 | F | F | 46119 | 0 | 0 |  | 0 |  | 2019/7/20 13:40:39 | 1002437 |  | 2019/7/20 13:40:40 | 1002437 | 2019/7/20 13:40:45 | T |  |  |  |  | F | [6 empty] | 0 | [9 empty] | 0 |  |  |  | HF-CONDITION |  | F |  |  |  | 0 |  |  |  |  | F | NONE | NONE | T |  |  |  |  | F |  |  | T |  | F | F |  | F | 0 |  | F | 0 | F | 0 |  |  | 0 |  |  | F | F | ALIQUOT |  | 0 |  | F |  |  | F |  |  |  |  | 1 |  |  |  |  | 0 |  | 0 | F | F | 0 |  | 0 |  |  |  | F | F |  |  |  |  | F |  |  |  |  | F |  | 0 | 0 | F
| 46118 | 190310-A6 | U | C |  |  | T | T | 2019/7/20 13:11:24 | F | F | 46118 | 0 | 0 |  | 0 |  | 2019/7/20 13:11:10 | BACKGROUND |  |  |  |  | F |  |  |  |  | F | [5 empty] | QFVF4159-2018 | 1 | 单稳态 | 012D |  | A-190719-0310 | [5 empty] | 0 |  | 股份公司总部 |  | HF-MAIN |  | F |  |  |  | 0 |  |  |  |  | F | NONE | NONE | T |  |  |  |  | F |  |  | T |  | F | F |  | F | 0 |  | F | 0 | F | 0 |  |  | 0 |  |  | F | F | ALIQUOT |  | 0 |  | F |  |  | F |  |  |  |  | 1 |  |  | 0101测试一组 |  | 0 |  | 0 | F | F | 0 |  | 0 |  |  |  | F | F |  |  |  |  | T |  |  |  | A | F | 1H | 34523 | 46113 | T
| 46117 | 190310-A5 | U | C |  |  | T | T | 2019/7/20 13:11:24 | F | F | 46117 | 0 | 0 |  | 0 |  | 2019/7/20 13:11:10 | BACKGROUND |  |  |  |  | F |  |  |  |  | F | [5 empty] | QFVF4159-2018 | 1 | 单稳态 | 012D |  | A-190719-0310 | [5 empty] | 0 |  | 股份公司总部 |  | HF-MAIN |  | F |  |  |  | 0 |  |  |  |  | F | NONE | NONE | T |  |  |  |  | F |  |  | T |  | F | F |  | F | 0 |  | F | 0 | F | 0 |  |  | 0 |  |  | F | F | ALIQUOT |  | 0 |  | F |  |  | F |  |  |  |  | 1 |  |  | 0101测试一组 |  | 0 |  | 0 | F | F | 0 |  | 0 |  |  |  | F | F |  |  |  |  | T |  |  |  | A | F | 1H | 34522 | 46113 | T
| 46116 | 190310-A4 | U | C |  |  | T | T | 2019/7/20 13:11:23 | F | F | 46116 | 0 | 0 |  | 0 |  | 2019/7/20 13:11:10 | BACKGROUND |  |  |  |  | F |  |  |  |  | F | [5 empty] | QFVF4159-2018 | 1 | 单稳态 | 012D |  | A-190719-0310 | [5 empty] | 0 |  | 股份公司总部 |  | HF-MAIN |  | F |  |  |  | 0 |  |  |  |  | F | NONE | NONE | T |  |  |  |  | F |  |  | T |  | F | F |  | F | 0 |  | F | 0 | F | 0 |  |  | 0 |  |  | F | F | ALIQUOT |  | 0 |  | F |  |  | F |  |  |  |  | 1 |  |  | 0101测试一组 |  | 0 |  | 0 | F | F | 0 |  | 0 |  |  |  | F | F |  |  |  |  | T |  |  |  | A | F | 1H | 34521 | 46113 | T
| 46115 | 190310-A3 | U | C |  |  | T | T | 2019/7/20 13:11:23 | F | F | 46115 | 0 | 0 |  | 0 |  | 2019/7/20 13:11:09 | BACKGROUND |  |  |  |  | F |  |  |  |  | F | [5 empty] | QFVF4159-2018 | 1 | 单稳态 | 012D |  | A-190719-0310 | [5 empty] | 0 |  | 股份公司总部 |  | HF-MAIN |  | F |  |  |  | 0 |  |  |  |  | F | NONE | NONE | T |  |  |  |  | F |  |  | T |  | F | F |  | F | 0 |  | F | 0 | F | 0 |  |  | 0 |  |  | F | F | ALIQUOT |  | 0 |  | F |  |  | F |  |  |  |  | 1 |  |  | 0101测试一组 |  | 0 |  | 0 | F | F | 0 |  | 0 |  |  |  | F | F |  |  |  |  | T |  |  |  | A | F | 1H | 34520 | 46113 | T
| 46114 | 190310-A2 | U | C |  |  | T | T | 2019/7/20 13:11:23 | F | F | 46114 | 0 | 0 |  | 0 |  | 2019/7/20 13:11:09 | BACKGROUND |  |  |  |  | F |  |  |  |  | F | [5 empty] | QFVF4159-2018 | 1 | 单稳态 | 012D |  | A-190719-0310 | [5 empty] | 0 |  | 股份公司总部 |  | HF-MAIN |  | F |  |  |  | 0 |  |  |  |  | F | NONE | NONE | T |  |  |  |  | F |  |  | T |  | F | F |  | F | 0 |  | F | 0 | F | 0 |  |  | 0 |  |  | F | F | ALIQUOT |  | 0 |  | F |  |  | F |  |  |  |  | 1 |  |  | 0101测试一组 |  | 0 |  | 0 | F | F | 0 |  | 0 |  |  |  | F | F |  |  |  |  | T |  |  |  | A | F | 1H | 34519 | 46113 | T
| 46131 | 190314-A1 | U | C |  |  | T | T | 2019-07-24 16:46 | F | F | 46131 | 0 | 0 |  | 0 |  | 2019-07-24 16:46 | BACKGROUND |  |  |  |  | F |  |  |  |  | F | [5 empty] | QFVF4485-2018 | 1 | 单线圈磁保持 | 24-L1 |  | A-190724-0314 | [5 empty] | 0 |  | 股份公司总部 |  | HF-MAIN |  | F |  |  |  | 0 |  |  |  |  | F | NONE | NONE | T |  |  |  |  | F |  |  | T |  | F | F |  | F | 0 |  | F | 0 | F | 0 |  |  | 0 |  |  | F | F | ALIQUOT |  | 0 |  | F |  |  | F |  |  |  |  | 1 |  |  | 0101测试一组 |  | 0 |  | 0 | F | F | 0 |  | 0 |  |  |  | F | F |  |  |  |  | T |  |  |  | A | F | 1H | 0 | 0 | T
| 46132 | 190314-A2 | U | C |  |  | T | T | 2019-07-24 16:46 | F | F | 46132 | 0 | 0 |  | 0 |  | 2019-07-24 16:46 | BACKGROUND |  |  |  |  | F |  |  |  |  | F | [5 empty] | QFVF4485-2018 | 1 | 单线圈磁保持 | 24-L1 |  | A-190724-0314 | [5 empty] | 0 |  | 股份公司总部 |  | HF-MAIN |  | F |  |  |  | 0 |  |  |  |  | F | NONE | NONE | T |  |  |  |  | F |  |  | T |  | F | F |  | F | 0 |  | F | 0 | F | 0 |  |  | 0 |  |  | F | F | ALIQUOT |  | 0 |  | F |  |  | F |  |  |  |  | 1 |  |  | 0101测试一组 |  | 0 |  | 0 | F | F | 0 |  | 0 |  |  |  | F | F |  |  |  |  | T |  |  |  | A | F | 1H | 34524 | 46131 | T
| 46133 | 190314-A3 | U | C |  |  | T | T | 2019-07-24 16:46 | F | F | 46133 | 0 | 0 |  | 0 |  | 2019-07-24 16:46 | BACKGROUND |  |  |  |  | F |  |  |  |  | F | [5 empty] | QFVF4485-2018 | 1 | 单线圈磁保持 | 24-L1 |  | A-190724-0314 | [5 empty] | 0 |  | 股份公司总部 |  | HF-MAIN |  | F |  |  |  | 0 |  |  |  |  | F | NONE | NONE | T |  |  |  |  | F |  |  | T |  | F | F |  | F | 0 |  | F | 0 | F | 0 |  |  | 0 |  |  | F | F | ALIQUOT |  | 0 |  | F |  |  | F |  |  |  |  | 1 |  |  | 0101测试一组 |  | 0 |  | 0 | F | F | 0 |  | 0 |  |  |  | F | F |  |  |  |  | T |  |  |  | A | F | 1H | 34525 | 46131 | T
| 46134 | 190314-A4 | U | C |  |  | T | T | 2019-07-24 16:46 | F | F | 46134 | 0 | 0 |  | 0 |  | 2019-07-24 16:46 | BACKGROUND |  |  |  |  | F |  |  |  |  | F | [5 empty] | QFVF4485-2018 | 1 | 单线圈磁保持 | 24-L1 |  | A-190724-0314 | [5 empty] | 0 |  | 股份公司总部 |  | HF-MAIN |  | F |  |  |  | 0 |  |  |  |  | F | NONE | NONE | T |  |  |  |  | F |  |  | T |  | F | F |  | F | 0 |  | F | 0 | F | 0 |  |  | 0 |  |  | F | F | ALIQUOT |  | 0 |  | F |  |  | F |  |  |  |  | 1 |  |  | 0101测试一组 |  | 0 |  | 0 | F | F | 0 |  | 0 |  |  |  | F | F |  |  |  |  | T |  |  |  | A | F | 1H | 34526 | 46131 | T
| 46135 | 190314-A5 | U | C |  |  | T | T | 2019-07-24 16:46 | F | F | 46135 | 0 | 0 |  | 0 |  | 2019-07-24 16:46 | BACKGROUND |  |  |  |  | F |  |  |  |  | F | [5 empty] | QFVF4485-2018 | 1 | 单线圈磁保持 | 24-L1 |  | A-190724-0314 | [5 empty] | 0 |  | 股份公司总部 |  | HF-MAIN |  | F |  |  |  | 0 |  |  |  |  | F | NONE | NONE | T |  |  |  |  | F |  |  | T |  | F | F |  | F | 0 |  | F | 0 | F | 0 |  |  | 0 |  |  | F | F | ALIQUOT |  | 0 |  | F |  |  | F |  |  |  |  | 1 |  |  | 0101测试一组 |  | 0 |  | 0 | F | F | 0 |  | 0 |  |  |  | F | F |  |  |  |  | T |  |  |  | A | F | 1H | 34527 | 46131 | T
| 46136 | 190314-A6 | U | C |  |  | T | T | 2019-07-24 16:46 | F | F | 46136 | 0 | 0 |  | 0 |  | 2019-07-24 16:46 | BACKGROUND |  |  |  |  | F |  |  |  |  | F | [5 empty] | QFVF4485-2018 | 1 | 单线圈磁保持 | 24-L1 |  | A-190724-0314 | [5 empty] | 0 |  | 股份公司总部 |  | HF-MAIN |  | F |  |  |  | 0 |  |  |  |  | F | NONE | NONE | T |  |  |  |  | F |  |  | T |  | F | F |  | F | 0 |  | F | 0 | F | 0 |  |  | 0 |  |  | F | F | ALIQUOT |  | 0 |  | F |  |  | F |  |  |  |  | 1 |  |  | 0101测试一组 |  | 0 |  | 0 | F | F | 0 |  | 0 |  |  |  | F | F |  |  |  |  | T |  |  |  | A | F | 1H | 34528 | 46131 | T
| 46137 | 190314-A7 | U | C |  |  | T | T | 2019-07-24 16:46 | F | F | 46137 | 0 | 0 |  | 0 |  | 2019-07-24 16:46 | BACKGROUND |  |  |  |  | F |  |  |  |  | F | [5 empty] | QFVF4485-2018 | 1 | 单线圈磁保持 | 24-L1 |  | A-190724-0314 | [5 empty] | 0 |  | 股份公司总部 |  | HF-MAIN |  | F |  |  |  | 0 |  |  |  |  | F | NONE | NONE | T |  |  |  |  | F |  |  | T |  | F | F |  | F | 0 |  | F | 0 | F | 0 |  |  | 0 |  |  | F | F | ALIQUOT |  | 0 |  | F |  |  | F |  |  |  |  | 1 |  |  | 0101测试一组 |  | 0 |  | 0 | F | F | 0 |  | 0 |  |  |  | F | F |  |  |  |  | T |  |  |  | A | F | 1H | 34529 | 46131 | T
| 46138 | 190314-A8 | U | C |  |  | T | T | 2019-07-24 16:46 | F | F | 46138 | 0 | 0 |  | 0 |  | 2019-07-24 16:46 | BACKGROUND |  |  |  |  | F |  |  |  |  | F | [5 empty] | QFVF4485-2018 | 1 | 单线圈磁保持 | 24-L1 |  | A-190724-0314 | [5 empty] | 0 |  | 股份公司总部 |  | HF-MAIN |  | F |  |  |  | 0 |  |  |  |  | F | NONE | NONE | T |  |  |  |  | F |  |  | T |  | F | F |  | F | 0 |  | F | 0 | F | 0 |  |  | 0 |  |  | F | F | ALIQUOT |  | 0 |  | F |  |  | F |  |  |  |  | 1 |  |  | 0101测试一组 |  | 0 |  | 0 | F | F | 0 |  | 0 |  |  |  | F | F |  |  |  |  | T |  |  |  | A | F | 1H | 34530 | 46131 | T
| 46139 | 190314-A9 | U | C |  |  | T | T | 2019-07-24 16:46 | F | F | 46139 | 0 | 0 |  | 0 |  | 2019-07-24 16:46 | BACKGROUND |  |  |  |  | F |  |  |  |  | F | [5 empty] | QFVF4485-2018 | 1 | 单线圈磁保持 | 24-L1 |  | A-190724-0314 | [5 empty] | 0 |  | 股份公司总部 |  | HF-MAIN |  | F |  |  |  | 0 |  |  |  |  | F | NONE | NONE | T |  |  |  |  | F |  |  | T |  | F | F |  | F | 0 |  | F | 0 | F | 0 |  |  | 0 |  |  | F | F | ALIQUOT |  | 0 |  | F |  |  | F |  |  |  |  | 1 |  |  | 0101测试一组 |  | 0 |  | 0 | F | F | 0 |  | 0 |  |  |  | F | F |  |  |  |  | T |  |  |  | A | F | 1H | 34531 | 46131 | T
说明 | 主键， 有多少只样品，要写入多少行 | 此处有两种生成方式：此次为第二种写入方式，写入值为“2位年月日-”+样品编号 | U | C | null | null | T | T | 最后修改日期 | F | F | 主键方式自增 | 0.00 | 0.00 | null | 0.00 | null | 委托单最后修改时间即可 | BACKGROUND | null | null | null | null | F | null | null | null | null | F | null | null | null | null | null | 企标值 | 产品版本，默认1 | 样品结构类型 | 样品规格号 | null | 所属委托单号 | null | null | null | null | null | 0.00 | null | 提交人公司名 | null | HF-MAIN | null | F | null | null | null | 0.00 | null | null | null | null | F | NONE | NONE | T | null | null | null | null | F | null | null | T | null | F | F | null | F | 0 | null | F | 0 | F | 0 | null | null | 0 | null | null | F | F | ALIQUOT | null | 0 | null | F | null | null | F | null | null | null | null | 1 | null | null | 所属测试小组名称 | null | 0 | null | 0 | F | F | 0 | null | 0 | null | null | null | F | F | null | null | null | null | T | null | null | null | 样品组 | F | 触点类型 | 主键式自增 | 主键式自增 | T

## test第二次写入
表名 | TEST
举例 | SAMPLE_NUMBER | TEST_NUMBER | ORDER_NUMBER | ANALYSIS | VERSION | ANALYSIS_COUNT | VARIATION | GROUP_NAME | REPORTED_NAME | REPLICATE_COUNT | STATUS | OLD_STATUS | BATCH_PARENT_TEST | BATCH_SIBLING_TEST | PARENT_TEST | ORIGINAL_TEST | DATE_RECEIVED | DATE_STARTED | ASSIGNED_OPERATOR | PREP | PREP_DATE | PREP_BY | DATE_COMPLETED | DATE_REVIEWED | REVIEWER | REPLICATE_TEST | INSTRUMENT | TEST_PRIORITY | IN_SPEC | IN_CAL | TEST_COMMENT | TEST_LOCATION | PARAMETER_NAME | PARAMETER_VALUE | EXPECTED_DATE | LAB | RESOLVE_REQD | CHANGED_ON | STAGE | PRIMARY_IN_SPEC | BATCH | IN_CONTROL | TEST_LIST | RE_TESTED | MODIFIED_RESULTS | ALIQUOTED_TO | ON_WORKSHEET | DISP_FLDS | DISPLAY_RESULTS | ALIQUOT_GROUP | SPLIT_REPLICATES | CROSS_SAMPLE | RELEASED | RELEASED_BY | RELEASED_ON | RELEASE_COMMENT | DOUBLE_ENTRY | CHILD_OUT_SPEC | CHARGE_ENTRY | SIGNED | BATCH_ORIGINAL_TEST | TEST_SEQUENCE_NO | INVOICE_NUMBER | BILLING_ITEM_DESC | CNTRCT_QTE_ITEM_NO | REPORTED_RSLT_OOS | CONTAINER_TYPE | DOUBLE_BLIND | PRE_INVOICE_NUMBER | T_ALLOWED_PRODUCT | T_ALLOWED_SAM_TYPE | T_ANALYSIS_METHOD | T_CHARGE_GROUP | T_CLIENT_DUE_DATE | T_CLIENT_PRIORITY | T_CLIENT_TURNARUND | T_CONTAINER_GROUP | T_DATE_ENABLED | T_EXT_REQUEST_DATE | T_INST_TESTS | T_LAB_DUE_DATE | T_NEEDS_LOCATION | T_PREP_ANALYSIS | T_PREP_ANALYSIS_GRP | T_PREP_TEST | T_QC_REFERENCE | T_REPORT_HEADER | T_TURNAROUND_ACTUA | T_TURNAROUND_CHARG | T_TURNAROUND_MET | C_CERTIFICATIONS | C_TASK_SEQ_NUM | C_ATT1_NAME | C_ATT2_NAME | C_ATT3_NAME | C_ATT4_NAME | C_ATT5_NAME | C_ATT6_NAME | C_ATT7_NAME | C_ATT8_NAME | C_ATT1_CONTENT | C_ATT2_CONTENT | C_ATT3_CONTENT | C_ATT4_CONTENT | C_ATT5_CONTENT | C_ATT6_CONTENT | C_ATT7_CONTENT | C_ATT8_CONTENT | C_TEST_TYPE | TRANS_NUM | C_IF_ARRANGED | COMMON_NAME | C_TASK_ID | C_CONDITION | C_ARRANGE_SEQ_NUM | C_APPLY_REVIEW | C_ARRANGE_TYPE | C_TASK_STATUS | C_TEST_CYCLE | C_FAILURE_CYCLE | C_FAILURE_TYPE | C_BASE_PARA_TEMP
| 46119 | 137310 | 1 | 电寿命试验测试分析 | 1 | 0 |  | DEFAULT | 电耐久性 | 1 | P | I | 0 | 0 | 0 | 137310 | 2019/7/20 13:40:40 | 2019/7/20 13:40:45 |  | F | [5 empty] | F |  | 0 | T | T |  | DEFAULT |  |  |  |  | F | 2019/7/20 13:40:48 | NONE | T |  | T |  | F | F | 0 | F |  | T | DEFAULT | F | F | F |  |  |  | F | F | 0 | F | 0 | 0 | 0 |  | 0 | F |  | F | 0 |  |  |  | 0 |  |  |  |  | 2019/7/20 |  |  |  | F |  |  | 0 | 0 |  | 0 | 0 | F |  | 0 | [16 empty] | 测试条件 | 0 | F | 交流阻性电耐久性 |  |  | 0 | F | A类 | 0 | 0 | 0 |  | T
| 46118 | 137309 | 1 | IEC61810-7-2006_4.30-1A | 1 | 0 |  | DEFAULT | 阻性负载电耐久性 | 1 | I | I | 0 | 0 | 0 | 137309 |  |  |  | F | [5 empty] | F |  | 0 | T | T |  | DEFAULT |  |  |  | 0101测试一组 | F | 2019/7/20 13:11:24 | NONE | T |  | T |  | F | F | 0 | F |  | T | DEFAULT | F | F | F |  |  |  | F | F | 0 | F | 0 | 0 | 0 |  | 0 | F |  | F | 0 |  |  | IEC61810-7 | 0 |  |  |  |  | 2019/7/20 |  |  |  | F |  |  | 0 | 0 |  | 0 | 0 | F |  | 12792 | [16 empty] | 测试结果 | 0 | F | 交流阻性 | A-190719-0310-01 |  | 0 | F | A类 | 0 | 0 | 0 |  | T
| 46117 | 137308 | 1 | IEC61810-7-2006_4.30-1A | 1 | 0 |  | DEFAULT | 阻性负载电耐久性 | 1 | I | I | 0 | 0 | 0 | 137308 |  |  |  | F | [5 empty] | F |  | 0 | T | T |  | DEFAULT |  |  |  | 0101测试一组 | F | 2019/7/20 13:11:24 | NONE | T |  | T |  | F | F | 0 | F |  | T | DEFAULT | F | F | F |  |  |  | F | F | 0 | F | 0 | 0 | 0 |  | 0 | F |  | F | 0 |  |  | IEC61810-7 | 0 |  |  |  |  | 2019/7/20 |  |  |  | F |  |  | 0 | 0 |  | 0 | 0 | F |  | 12792 | [16 empty] | 测试结果 | 0 | F | 交流阻性 | A-190719-0310-01 |  | 0 | F | A类 | 0 | 0 | 0 |  | T
| 46116 | 137307 | 1 | IEC61810-7-2006_4.30-1A | 1 | 0 |  | DEFAULT | 阻性负载电耐久性 | 1 | I | I | 0 | 0 | 0 | 137307 |  |  |  | F | [5 empty] | F |  | 0 | T | T |  | DEFAULT |  |  |  | 0101测试一组 | F | 2019/7/20 13:11:23 | NONE | T |  | T |  | F | F | 0 | F |  | T | DEFAULT | F | F | F |  |  |  | F | F | 0 | F | 0 | 0 | 0 |  | 0 | F |  | F | 0 |  |  | IEC61810-7 | 0 |  |  |  |  | 2019/7/20 |  |  |  | F |  |  | 0 | 0 |  | 0 | 0 | F |  | 12792 | [16 empty] | 测试结果 | 0 | F | 交流阻性 | A-190719-0310-01 |  | 0 | F | A类 | 0 | 0 | 0 |  | T
| 46115 | 137306 | 1 | IEC61810-7-2006_4.30-1A | 1 | 0 |  | DEFAULT | 阻性负载电耐久性 | 1 | I | I | 0 | 0 | 0 | 137306 |  |  |  | F | [5 empty] | F |  | 0 | T | T |  | DEFAULT |  |  |  | 0101测试一组 | F | 2019/7/20 13:11:23 | NONE | T |  | T |  | F | F | 0 | F |  | T | DEFAULT | F | F | F |  |  |  | F | F | 0 | F | 0 | 0 | 0 |  | 0 | F |  | F | 0 |  |  | IEC61810-7 | 0 |  |  |  |  | 2019/7/20 |  |  |  | F |  |  | 0 | 0 |  | 0 | 0 | F |  | 12792 | [16 empty] | 测试结果 | 0 | F | 交流阻性 | A-190719-0310-01 |  | 0 | F | A类 | 0 | 0 | 0 |  | T
| 46114 | 137305 | 1 | IEC61810-7-2006_4.30-1A | 1 | 0 |  | DEFAULT | 阻性负载电耐久性 | 1 | I | I | 0 | 0 | 0 | 137305 |  |  |  | F | [5 empty] | F |  | 0 | T | T |  | DEFAULT |  |  |  | 0101测试一组 | F | 2019/7/20 13:11:23 | NONE | T |  | T |  | F | F | 0 | F |  | T | DEFAULT | F | F | F |  |  |  | F | F | 0 | F | 0 | 0 | 0 |  | 0 | F |  | F | 0 |  |  | IEC61810-7 | 0 |  |  |  |  | 2019/7/20 |  |  |  | F |  |  | 0 | 0 |  | 0 | 0 | F |  | 12792 | [16 empty] | 测试结果 | 0 | F | 交流阻性 | A-190719-0310-01 |  | 0 | F | A类 | 0 | 0 | 0 |  | T
| 46113 | 137304 | 1 | IEC61810-7-2006_4.30-1A | 1 | 0 |  | DEFAULT | 阻性负载电耐久性 | 1 | I | I | 0 | 0 | 0 | 137304 |  |  |  | F | [5 empty] | F |  | 0 | T | T |  | DEFAULT |  |  |  | 0101测试一组 | F | 2019/7/20 13:11:23 | NONE | T |  | T |  | F | F | 0 | F |  | T | DEFAULT | F | F | F |  |  |  | F | F | 0 | F | 0 | 0 | 0 |  | 0 | F |  | F | 0 |  |  | IEC61810-7 | 0 |  |  |  |  | 2019/7/20 |  |  |  | F |  |  | 0 | 0 |  | 0 | 0 | F |  | 12792 | [16 empty] | 测试结果 | 0 | F | 交流阻性 | A-190719-0310-01 |  | 0 | F | A类 | 0 | 0 | 0 |  | T
| 46112 | 137303 | 1 | IEC61810-7-2006_4.30-1A | 1 | 0 |  | DEFAULT | 阻性负载电耐久性 | 1 | I | I | 0 | 0 | 0 | 137303 |  |  |  | F | [5 empty] | F |  | 0 | T | T |  | DEFAULT |  |  |  | 0101测试一组 | F | 2019/7/20 13:11:05 | NONE | T |  | T |  | F | F | 0 | F |  | T | DEFAULT | F | F | F |  |  |  | F | F | 0 | F | 0 | 0 | 0 |  | 0 | F |  | F | 0 |  |  | IEC61810-7 | 0 |  |  |  |  | 2019/7/20 |  |  |  | F |  |  | 0 | 0 |  | 0 | 0 | F |  | 12791 | [16 empty] | 测试结果 | 0 | F | 交流阻性 | A-190719-0309-01 |  | 0 | F | A类 | 0 | 0 | 0 |  | T
| 46111 | 137302 | 1 | IEC61810-7-2006_4.30-1A | 1 | 0 |  | DEFAULT | 阻性负载电耐久性 | 1 | I | I | 0 | 0 | 0 | 137302 |  |  |  | F | [5 empty] | F |  | 0 | T | T |  | DEFAULT |  |  |  | 0101测试一组 | F | 2019/7/20 13:11:05 | NONE | T |  | T |  | F | F | 0 | F |  | T | DEFAULT | F | F | F |  |  |  | F | F | 0 | F | 0 | 0 | 0 |  | 0 | F |  | F | 0 |  |  | IEC61810-7 | 0 |  |  |  |  | 2019/7/20 |  |  |  | F |  |  | 0 | 0 |  | 0 | 0 | F |  | 12791 | [16 empty] | 测试结果 | 0 | F | 交流阻性 | A-190719-0309-01 |  | 0 | F | A类 | 0 | 0 | 0 |  | T
| 46110 | 137301 | 1 | IEC61810-7-2006_4.30-1A | 1 | 0 |  | DEFAULT | 阻性负载电耐久性 | 1 | I | I | 0 | 0 | 0 | 137301 |  |  |  | F | [5 empty] | F |  | 0 | T | T |  | DEFAULT |  |  |  | 0101测试一组 | F | 2019/7/20 13:11:05 | NONE | T |  | T |  | F | F | 0 | F |  | T | DEFAULT | F | F | F |  |  |  | F | F | 0 | F | 0 | 0 | 0 |  | 0 | F |  | F | 0 |  |  | IEC61810-7 | 0 |  |  |  |  | 2019/7/20 |  |  |  | F |  |  | 0 | 0 |  | 0 | 0 | F |  | 12791 | [16 empty] | 测试结果 | 0 | F | 交流阻性 | A-190719-0309-01 |  | 0 | F | A类 | 0 | 0 | 0 |  | T
| 46109 | 137300 | 1 | IEC61810-7-2006_4.30-1A | 1 | 0 |  | DEFAULT | 阻性负载电耐久性 | 1 | I | I | 0 | 0 | 0 | 137300 |  |  |  | F | [5 empty] | F |  | 0 | T | T |  | DEFAULT |  |  |  | 0101测试一组 | F | 2019/7/20 13:11:05 | NONE | T |  | T |  | F | F | 0 | F |  | T | DEFAULT | F | F | F |  |  |  | F | F | 0 | F | 0 | 0 | 0 |  | 0 | F |  | F | 0 |  |  | IEC61810-7 | 0 |  |  |  |  | 2019/7/20 |  |  |  | F |  |  | 0 | 0 |  | 0 | 0 | F |  | 12791 | [16 empty] | 测试结果 | 0 | F | 交流阻性 | A-190719-0309-01 |  | 0 | F | A类 | 0 | 0 | 0 |  | T
| 46108 | 137299 | 1 | IEC61810-7-2006_4.30-1A | 1 | 0 |  | DEFAULT | 阻性负载电耐久性 | 1 | I | I | 0 | 0 | 0 | 137299 |  |  |  | F | [5 empty] | F |  | 0 | T | T |  | DEFAULT |  |  |  | 0101测试一组 | F | 2019/7/20 13:10:58 | NONE | T |  | T |  | F | F | 0 | F |  | T | DEFAULT | F | F | F |  |  |  | F | F | 0 | F | 0 | 0 | 0 |  | 0 | F |  | F | 0 |  |  | IEC61810-7 | 0 |  |  |  |  | 2019/7/20 |  |  |  | F |  |  | 0 | 0 |  | 0 | 0 | F |  | 12791 | [16 empty] | 测试结果 | 0 | F | 交流阻性 | A-190719-0309-01 |  | 0 | F | A类 | 0 | 0 | 0 |  | T
说明 | 取sample表二次插入的sample_number，一个任务有多少只样品，便有多少行 | 根据sample_number主键自增 | 任务排序 | 任务单表体测试结果名称 | 分析版本 | 0 | default:null | DEFAULT | 任务单表体测试项目 | 1 | I | I | 0 | 0 | 0 | 主键方式自增 | default:null | default:null | null | F | null | null | null | null | null | F | null | 0 | T | T | null | DEFAULT | null | null | null | 测试小组名称 | F | 最后修改时间 | NONE | T | null | T | null | F | F | 0 | F | null | T | DEFAULT | F | F | F | null | null | null | F | F | 0 | F | 0 | 0 | 0 | null | 0 | F | null | F | 0 | null | null | 分析方法(如IEC61810-7) | 0 | null | null | null | null | 制单日期 | null | null | null | F | null | null | 0 | 0 | null | 0 | 0 | F | null | c_proj_task表任务表任务对应的主键 | null | null | null | null | null | null | null | null | null | null | null | null | null | null | null | null | 测试结果 | 0 | F | 短名称 | 任务表c_proj_task.task_id | null | 0 | F | 排程类别 | 0 | 0 | 0 | null | T

## result二次写入
表名 |  | RESULT
举例 |  | SAMPLE_NUMBER | TEST_NUMBER | RESULT_NUMBER | ORDER_NUMBER | ANALYSIS | NAME | REPORTED_NAME | REPLICATE_COUNT | RESULT_TYPE | STATUS | OLD_STATUS | MODIFIED_RESULT | MINIMUM | MAXIMUM | ALLOW_OUT | ENTRY | FORMATTED_ENTRY | NUMERIC_ENTRY | FIRST_ENTRY | UNITS | ROUND | PLACES | IN_SPEC | PRIMARY_IN_SPEC | ENTERED_ON | ENTERED_BY | FIRST_ENTRY_ON | FIRST_ENTRY_BY | DATE_REVIEWED | REVIEWER | INSTRUMENT | USES_INSTRUMENT | USES_CODES | IN_CAL | AUTO_CALC | LIST_KEY | ALLOW_CANCEL | LINK_SIZE | LINK_DATE | REPORTABLE | OPTIONAL | CODE_ENTERED | CHANGED_ON | STD_REAG_SAMPLE | HAS_ATTRIBUTES | FACTOR_VALUE | FACTOR_OPERATOR | ENTRY_TYPE | MIN_LIMIT | MAX_LIMIT | ALIAS_NAME | CONTROL_1 | CONTROL_2 | IN_CONTROL | DISPLAYED | ENTRY_QUALIFIER | SPEC_OVERRIDE | DOUBLE_ENTRY_CHK | LO_CONTROL | HI_CONTROL | TEXT_LIMIT | BATCH | FORMAT_CALCULATION | DB_FILE | CHART_COMMENT | PLACES_2 | REPORTED_RESULT | REPORTED_RSLT_REV | REPORTED_RSLT_OOS | ATTRIBUTE_1 | ATTRIBUTE_2 | ATTRIBUTE_3 | ATTRIBUTE_4 | ATTRIBUTE_5 | DOUBLE_BLIND_CHK | T_ACCREDITED | T_ACCREDITED_ID | C_CERTIFICATIONS | C_LIST_KEY | TRANS_NUM | T_SHORT_NAME
| 1 | 46137 | 137485 | 7026870 | 1 | IEC61810-1-2015_11-1A | 最终测试次数 | 最终测试次数 | 0 | N | N | N | F |  |  | T |  |  |  |  | NONE | F | 1 | T | T | [7 empty] | F | F | T | T |  | F | 0 |  | F | T | F | 2019-07-24 16:46 | 0 | F | 0 | [7 empty] | T | F |  | F | [5 empty] | C_ACTUAL_TEST_TIME |  |  | 0 | F | 0 | F | [6 empty] | F |  |  |  | 0
| 2 | 46137 | 137485 | 7026858 | 2 | IEC61810-1-2015_11-1A | 测试次数 | 测试次数 | 0 | N | N | N | F |  |  | T |  |  |  |  | CYCLES | F | 1 | T | T | [7 empty] | F | F | T | T |  | F | 0 |  | T | F | F | 2019-07-24 16:46 | 0 | F | 0 | [7 empty] | T | T |  | F | [5 empty] | C_ACTUAL_TEST_TIME |  |  | 0 | F | 0 | F | [6 empty] | T |  |  |  | 0 | Final test times
| 3 | 46137 | 137485 | 7026859 | 3 | IEC61810-1-2015_11-1A | 失效模式 | 失效模式 | 0 | U | N | N | F |  |  | T |  |  |  |  | NONE | F | 1 | T | T | [7 empty] | F | F | T | T | 失效模式-电耐久性 | F | 0 |  | T | F | F | 2019-07-24 16:46 | 0 | F | 0 | [7 empty] | T | T |  | F | [8 empty] | 0 | F | 0 | F | [6 empty] | T |  |  |  | 0 | Final failure mode
| 4 | 46137 | 137485 | 7026871 | 4 | IEC61810-1-2015_11-1A | 详细情况 | 详细情况 | 0 | T | N | N | F |  |  | T |  |  |  |  | NONE | F | 1 | T | T | [7 empty] | F | F | T | T |  | F | 0 |  | T | T | F | 2019-07-24 16:46 | 0 | F | 0 | [7 empty] | T | T |  | F | [8 empty] | 0 | F | 0 | F | [6 empty] | F |  |  |  | 0 | Details
| 5 | 46137 | 137485 | 7026872 | 5 | IEC61810-1-2015_11-1A | 外观检查 | 外观检查 | 0 | L | N | N | F |  |  | T |  |  |  |  | NONE | F | 1 | T | T | [7 empty] | F | F | T | T | OK_NG | F | 0 |  | T | T | F | 2019-07-24 16:46 | 0 | F | 0 | [7 empty] | T | T |  | F | [8 empty] | 0 | F | 0 | F | [6 empty] | F |  |  |  | 0 | Visual inspection
| 6 | 46137 | 137485 | 7026873 | 6 | IEC61810-1-2015_11-1A | 功能参数 | 功能参数 | 0 | L | N | N | F |  |  | T |  |  |  |  | NONE | F | 1 | T | T | [7 empty] | F | F | T | T | OK_NG | F | 0 |  | T | T | F | 2019-07-24 16:46 | 0 | F | 0 | [7 empty] | T | T |  | F | [8 empty] | 0 | F | 0 | F | [6 empty] | F |  |  |  | 0 | Performance test as required
| 7 | 46137 | 137485 | 7026860 | 7 | IEC61810-1-2015_11-1A | 介质耐压 | 介质耐压 | 0 | L | N | N | F |  |  | T |  |  |  |  | NONE | F | 1 | T | T | [7 empty] | F | F | T | T | OK_NG | F | 0 |  | T | F | F | 2019-07-24 16:46 | 0 | F | 0 | [7 empty] | T | T |  | F | [8 empty] | 0 | F | 0 | F | [6 empty] | T |  |  |  | 0
| 8 | 46137 | 137485 | 7026861 | 8 | IEC61810-1-2015_11-1A | 结果判定 | 结果判定 | 0 | L | N | N | F |  |  | T |  |  |  |  | NONE | F | 1 | T | T | [7 empty] | F | F | T | T | PASS_FAIL | F | 0 |  | T | F | F | 2019-07-24 16:46 | 0 | F | 0 | [7 empty] | T | T |  | F | [8 empty] | 0 | F | 0 | F | [6 empty] | T |  |  |  | 0 | Verdict
| 9 | 46137 | 137485 | 7026874 | 9 | IEC61810-1-2015_11-1A | 备注 | 备注 | 0 | T | N | N | F |  |  | T |  |  |  |  | NONE | F | 1 | T | T | [7 empty] | F | F | T | T |  | F | 0 |  | T | T | F | 2019-07-24 16:46 | 0 | F | 0 | [7 empty] | T | T |  | F | [8 empty] | 0 | F | 0 | F | [6 empty] | F |  |  |  | 0 | Remarks
| 10 | 46138 | 137486 | 7026875 | 1 | IEC61810-1-2015_11-1A | 最终测试次数 | 最终测试次数 | 0 | N | N | N | F |  |  | T |  |  |  |  | NONE | F | 1 | T | T | [7 empty] | F | F | T | T |  | F | 0 |  | F | T | F | 2019-07-24 16:46 | 0 | F | 0 | [7 empty] | T | F |  | F | [5 empty] | C_ACTUAL_TEST_TIME |  |  | 0 | F | 0 | F | [6 empty] | F |  |  |  | 0
| 11 | 46138 | 137486 | 7026862 | 2 | IEC61810-1-2015_11-1A | 测试次数 | 测试次数 | 0 | N | N | N | F |  |  | T |  |  |  |  | CYCLES | F | 1 | T | T | [7 empty] | F | F | T | T |  | F | 0 |  | T | F | F | 2019-07-24 16:46 | 0 | F | 0 | [7 empty] | T | T |  | F | [5 empty] | C_ACTUAL_TEST_TIME |  |  | 0 | F | 0 | F | [6 empty] | T |  |  |  | 0 | Final test times
| 12 | 46138 | 137486 | 7026863 | 3 | IEC61810-1-2015_11-1A | 失效模式 | 失效模式 | 0 | U | N | N | F |  |  | T |  |  |  |  | NONE | F | 1 | T | T | [7 empty] | F | F | T | T | 失效模式-电耐久性 | F | 0 |  | T | F | F | 2019-07-24 16:46 | 0 | F | 0 | [7 empty] | T | T |  | F | [8 empty] | 0 | F | 0 | F | [6 empty] | T |  |  |  | 0 | Final failure mode
| 13 | 46138 | 137486 | 7026876 | 4 | IEC61810-1-2015_11-1A | 详细情况 | 详细情况 | 0 | T | N | N | F |  |  | T |  |  |  |  | NONE | F | 1 | T | T | [7 empty] | F | F | T | T |  | F | 0 |  | T | T | F | 2019-07-24 16:46 | 0 | F | 0 | [7 empty] | T | T |  | F | [8 empty] | 0 | F | 0 | F | [6 empty] | F |  |  |  | 0 | Details
| 14 | 46138 | 137486 | 7026877 | 5 | IEC61810-1-2015_11-1A | 外观检查 | 外观检查 | 0 | L | N | N | F |  |  | T |  |  |  |  | NONE | F | 1 | T | T | [7 empty] | F | F | T | T | OK_NG | F | 0 |  | T | T | F | 2019-07-24 16:46 | 0 | F | 0 | [7 empty] | T | T |  | F | [8 empty] | 0 | F | 0 | F | [6 empty] | F |  |  |  | 0 | Visual inspection
| 15 | 46138 | 137486 | 7026878 | 6 | IEC61810-1-2015_11-1A | 功能参数 | 功能参数 | 0 | L | N | N | F |  |  | T |  |  |  |  | NONE | F | 1 | T | T | [7 empty] | F | F | T | T | OK_NG | F | 0 |  | T | T | F | 2019-07-24 16:46 | 0 | F | 0 | [7 empty] | T | T |  | F | [8 empty] | 0 | F | 0 | F | [6 empty] | F |  |  |  | 0 | Performance test as required
| 16 | 46138 | 137486 | 7026864 | 7 | IEC61810-1-2015_11-1A | 介质耐压 | 介质耐压 | 0 | L | N | N | F |  |  | T |  |  |  |  | NONE | F | 1 | T | T | [7 empty] | F | F | T | T | OK_NG | F | 0 |  | T | F | F | 2019-07-24 16:46 | 0 | F | 0 | [7 empty] | T | T |  | F | [8 empty] | 0 | F | 0 | F | [6 empty] | T |  |  |  | 0
| 17 | 46138 | 137486 | 7026865 | 8 | IEC61810-1-2015_11-1A | 结果判定 | 结果判定 | 0 | L | N | N | F |  |  | T |  |  |  |  | NONE | F | 1 | T | T | [7 empty] | F | F | T | T | PASS_FAIL | F | 0 |  | T | F | F | 2019-07-24 16:46 | 0 | F | 0 | [7 empty] | T | T |  | F | [8 empty] | 0 | F | 0 | F | [6 empty] | T |  |  |  | 0 | Verdict
| 18 | 46138 | 137486 | 7026879 | 9 | IEC61810-1-2015_11-1A | 备注 | 备注 | 0 | T | N | N | F |  |  | T |  |  |  |  | NONE | F | 1 | T | T | [7 empty] | F | F | T | T |  | F | 0 |  | T | T | F | 2019-07-24 16:46 | 0 | F | 0 | [7 empty] | T | T |  | F | [8 empty] | 0 | F | 0 | F | [6 empty] | F |  |  |  | 0 | Remarks
说明 |  | sample表第二次写入的主键，测试结果有多少行，此处一只样品就有多少行 | test表二次写入对应sample_number的test_number | result主键 | 测试结果的排序 | 测试结果依据的分析名称（带A的） | 测试结果对应的显示值 | report_name | 0 | 根据数据类型表得到对应的数据类型标志 | R:驳回 M:修改 A:批准 X:删除 N:未输入 E:输入 C:取消 | R M A X N E C | 是否修改了自动带出结果 | 最小值 | 最大值 | 是否允许超出限值范围 | null | null | null | null | 单位的显示名 | 按条件中对分项的定义取 | 按结果中对分项的定义取 | default:T | default:T | default:null | default:null | default:null | default:null | default:null | default:null | default:null | default:F | default:F | default:T | default:T | list对应的名称 | default:F | default:0.00 | default:null | 是否报告 | 是否可选填 | default:F | 修改日期 | deault:0.00 | 是否有属性 | default:0 | default:null | [6 empty] | default:T | default:T | default:null | default:F | default:null |  |  |  |  | 时间转换（此处lims原意为字段相应的计算，但本软件中只有一段程序，即将时间转换为小时显示，此处为实际测试时间转换） | 附件 | default:null | default:0.00 | default:F | default:0.00 | default:F | default:null | default:null |  |  |  |  | 是否认证 | default:null |  | 默认名称 | default:0.00 | 英文短名称
[10 empty] | component.RESULT_TYPE | 默认N | 默认N | F | [30 empty] | 写入时间 | [19 empty] | 数据类型(result_type)是计算类型和数据类型的(K或者L)，FORMAT_CALCULATION的数据为C_ACTUAL_TEST_TIME，

## Sheet2
ALIQUOT_GROUP | DEFAULT | DEFAULT | DEFAULT | DEFAULT | DEFAULT | DEFAULT | DEFAULT | DEFAULT | DEFAULT | DEFAULT | DEFAULT | DEFAULT | DEFAULT | aliquot_group, | 'DEFAULT',
ALIQUOTED_TO | 0 | 0 | 0 | 0 | 0 | 0 | 0 | 0 | 0 | 0 | 0 | 0 | 0 | aliquoted_to, | 0,
ANALYSIS | 电寿命试验测试分析 | IEC61810-7-2006_4.30-1A | IEC61810-7-2006_4.30-1A | IEC61810-7-2006_4.30-1A | IEC61810-7-2006_4.30-1A | IEC61810-7-2006_4.30-1A | IEC61810-7-2006_4.30-1A | IEC61810-7-2006_4.30-1A | IEC61810-7-2006_4.30-1A | IEC61810-7-2006_4.30-1A | IEC61810-7-2006_4.30-1A | IEC61810-7-2006_4.30-1A | 任务单表体测试结果名称 | analysis, | 'IEC61810-7-2006_4.24-2A',
ANALYSIS_COUNT | 0 | 0 | 0 | 0 | 0 | 0 | 0 | 0 | 0 | 0 | 0 | 0 | 0 | analysis_count, | 0,
ASSIGNED_OPERATOR | [12 empty] | null | assigned_operator, | NULL,
BATCH | [12 empty] | null
BATCH_ORIGINAL_TEST | 0 | 0 | 0 | 0 | 0 | 0 | 0 | 0 | 0 | 0 | 0 | 0 | 0 | batch_original_test, | 0,
BATCH_PARENT_TEST | 0 | 0 | 0 | 0 | 0 | 0 | 0 | 0 | 0 | 0 | 0 | 0 | 0 | batch_parent_test, | 0,
BATCH_SIBLING_TEST | 0 | 0 | 0 | 0 | 0 | 0 | 0 | 0 | 0 | 0 | 0 | 0 | 0 | batch_sibling_test, | 0,
BILLING_ITEM_DESC | [12 empty] | null
C_APPLY_REVIEW | F | F | F | F | F | F | F | F | F | F | F | F | F | c_apply_review, | 'F',
C_ARRANGE_SEQ_NUM | 0 | 0 | 0 | 0 | 0 | 0 | 0 | 0 | 0 | 0 | 0 | 0 | 0 | c_arrange_seq_num, | 0,
C_ARRANGE_TYPE | A类 | A类 | A类 | A类 | A类 | A类 | A类 | A类 | A类 | A类 | A类 | A类 | 排程类别 | c_arrange_type, | 'B类',
C_ATT1_CONTENT | [12 empty] | null
C_ATT1_NAME | [12 empty] | null
C_ATT2_CONTENT | [12 empty] | null
C_ATT2_NAME | [12 empty] | null
C_ATT3_CONTENT | [12 empty] | null
C_ATT3_NAME | [12 empty] | null
C_ATT4_CONTENT | [12 empty] | null
C_ATT4_NAME | [12 empty] | null
C_ATT5_CONTENT | [12 empty] | null
C_ATT5_NAME | [12 empty] | null
C_ATT6_CONTENT | [12 empty] | null
C_ATT6_NAME | [12 empty] | null
C_ATT7_CONTENT | [12 empty] | null
C_ATT7_NAME | [12 empty] | null
C_ATT8_CONTENT | [12 empty] | null
C_ATT8_NAME | [12 empty] | null
C_BASE_PARA_TEMP | T | T | T | T | T | T | T | T | T | T | T | T | T | c_base_para_temp, | 'T',
C_CERTIFICATIONS | [12 empty] | null
C_CONDITION | [12 empty] | null
C_FAILURE_CYCLE | 0 | 0 | 0 | 0 | 0 | 0 | 0 | 0 | 0 | 0 | 0 | 0 | 0 | c_failure_cycle, | 0,
C_FAILURE_TYPE | [12 empty] | null
C_IF_ARRANGED | F | F | F | F | F | F | F | F | F | F | F | F | F | c_if_arranged, | 'F',
C_TASK_ID |  | A-190719-0310-01 | A-190719-0310-01 | A-190719-0310-01 | A-190719-0310-01 | A-190719-0310-01 | A-190719-0310-01 | A-190719-0309-01 | A-190719-0309-01 | A-190719-0309-01 | A-190719-0309-01 | A-190719-0309-01 | 任务表c_proj_task.task_id | c_task_id, | 'A-190910-0025-01',
C_TASK_SEQ_NUM | 0 | 12792 | 12792 | 12792 | 12792 | 12792 | 12792 | 12791 | 12791 | 12791 | 12791 | 12791 | c_proj_task表任务表任务对应的主键 | c_task_seq_num, | 12186,
C_TASK_STATUS | 0 | 0 | 0 | 0 | 0 | 0 | 0 | 0 | 0 | 0 | 0 | 0 | 0 | c_task_status, | 0,
C_TEST_CYCLE | 0 | 0 | 0 | 0 | 0 | 0 | 0 | 0 | 0 | 0 | 0 | 0 | 0 | c_test_cycle, | 0,
C_TEST_TYPE | 测试条件 | 测试结果 | 测试结果 | 测试结果 | 测试结果 | 测试结果 | 测试结果 | 测试结果 | 测试结果 | 测试结果 | 测试结果 | 测试结果 | 测试结果 | c_test_type, | '测试结果',
CHANGED_ON | 2019/7/20 13:40:48 | 2019/7/20 13:11:24 | 2019/7/20 13:11:24 | 2019/7/20 13:11:23 | 2019/7/20 13:11:23 | 2019/7/20 13:11:23 | 2019/7/20 13:11:23 | 2019/7/20 13:11:05 | 2019/7/20 13:11:05 | 2019/7/20 13:11:05 | 2019/7/20 13:11:05 | 2019/7/20 13:10:58 | 最后修改时间 | changed_on, | to_timestamp('2019-09-10 13:36:09','yyyy-mm-dd hh24:mi:ss.ff'),
CHARGE_ENTRY | 0 | 0 | 0 | 0 | 0 | 0 | 0 | 0 | 0 | 0 | 0 | 0 | 0 | charge_entry, | 0,
CHILD_OUT_SPEC | F | F | F | F | F | F | F | F | F | F | F | F | F | child_out_spec, | 'F',
CNTRCT_QTE_ITEM_NO | 0 | 0 | 0 | 0 | 0 | 0 | 0 | 0 | 0 | 0 | 0 | 0 | 0 | cntrct_qte_item_no, | 0,
COMMON_NAME | 交流阻性电耐久性 | 交流阻性 | 交流阻性 | 交流阻性 | 交流阻性 | 交流阻性 | 交流阻性 | 交流阻性 | 交流阻性 | 交流阻性 | 交流阻性 | 交流阻性 | 短名称 | common_name, | '力学测试',
CONTAINER_TYPE | [12 empty] | null
CROSS_SAMPLE | F | F | F | F | F | F | F | F | F | F | F | F | F | cross_sample, | 'F',
DATE_COMPLETED | [12 empty] | null | date_completed, | NULL,
DATE_RECEIVED | 2019/7/20 13:40:40 | [11 empty] | default:null | date_received, | NULL,
DATE_REVIEWED | [12 empty] | null | date_reviewed, | NULL,
DATE_STARTED | 2019/7/20 13:40:45 | [11 empty] | default:null | date_started, | NULL,
DISP_FLDS | [12 empty] | null
DISPLAY_RESULTS | T | T | T | T | T | T | T | T | T | T | T | T | T | display_results, | 'T',
DOUBLE_BLIND | F | F | F | F | F | F | F | F | F | F | F | F | F | double_blind, | 'F',
DOUBLE_ENTRY | F | F | F | F | F | F | F | F | F | F | F | F | F | double_entry, | 'F',
EXPECTED_DATE | [12 empty] | null
GROUP_NAME | DEFAULT | DEFAULT | DEFAULT | DEFAULT | DEFAULT | DEFAULT | DEFAULT | DEFAULT | DEFAULT | DEFAULT | DEFAULT | DEFAULT | DEFAULT |  | 无
IN_CAL | T | T | T | T | T | T | T | T | T | T | T | T | T | in_cal, | 'T',
IN_CONTROL | T | T | T | T | T | T | T | T | T | T | T | T | T | in_control, | 'T',
IN_SPEC | T | T | T | T | T | T | T | T | T | T | T | T | T | in_spec, | 'T',
INSTRUMENT | [12 empty] | null
INVOICE_NUMBER | 0 | 0 | 0 | 0 | 0 | 0 | 0 | 0 | 0 | 0 | 0 | 0 | 0 | invoice_number, | 0,
LAB |  | 0101测试一组 | 0101测试一组 | 0101测试一组 | 0101测试一组 | 0101测试一组 | 0101测试一组 | 0101测试一组 | 0101测试一组 | 0101测试一组 | 0101测试一组 | 0101测试一组 | 测试小组名称 | lab, | '0101测试三组',
MODIFIED_RESULTS | F | F | F | F | F | F | F | F | F | F | F | F | F | modified_results, | 'F',
OLD_STATUS | I | I | I | I | I | I | I | I | I | I | I | I | I | old_status, | 'I',
ON_WORKSHEET | F | F | F | F | F | F | F | F | F | F | F | F | F | on_worksheet, | 'F',
ORDER_NUMBER | 1 | 1 | 1 | 1 | 1 | 1 | 1 | 1 | 1 | 1 | 1 | 1 | 任务排序 | order_number, | 1,
ORIGINAL_TEST | 137310 | 137309 | 137308 | 137307 | 137306 | 137305 | 137304 | 137303 | 137302 | 137301 | 137300 | 137299 | 主键方式自增 | original_test, | 127433,
PARAMETER_NAME | [12 empty] | null
PARAMETER_VALUE | [12 empty] | null
PARENT_TEST | 0 | 0 | 0 | 0 | 0 | 0 | 0 | 0 | 0 | 0 | 0 | 0 | 0 | parent_test, | 0,
PRE_INVOICE_NUMBER | 0 | 0 | 0 | 0 | 0 | 0 | 0 | 0 | 0 | 0 | 0 | 0 | 0 | pre_invoice_number, | 0,
PREP | F | F | F | F | F | F | F | F | F | F | F | F | F | prep, | 'F',
PREP_BY | [12 empty] | null | prep_by, | NULL,
PREP_DATE | [12 empty] | null | prep_date, | NULL,
PRIMARY_IN_SPEC | T | T | T | T | T | T | T | T | T | T | T | T | T | primary_in_spec, | 'T',
RE_TESTED | F | F | F | F | F | F | F | F | F | F | F | F | F | re_tested, | 'F',
RELEASE_COMMENT | [12 empty] | null
RELEASED | F | F | F | F | F | F | F | F | F | F | F | F | F | released, | 'F',
RELEASED_BY | [12 empty] | null
RELEASED_ON | [12 empty] | null
REPLICATE_COUNT | 1 | 1 | 1 | 1 | 1 | 1 | 1 | 1 | 1 | 1 | 1 | 1 | 1 | replicate_count, | 1,
REPLICATE_TEST | F | F | F | F | F | F | F | F | F | F | F | F | F | replicate_test, | 'F',
REPORTED_NAME | 电耐久性 | 阻性负载电耐久性 | 阻性负载电耐久性 | 阻性负载电耐久性 | 阻性负载电耐久性 | 阻性负载电耐久性 | 阻性负载电耐久性 | 阻性负载电耐久性 | 阻性负载电耐久性 | 阻性负载电耐久性 | 阻性负载电耐久性 | 阻性负载电耐久性 | 任务单表体测试项目 | reported_name, | '弯曲试验',
REPORTED_RSLT_OOS | F | F | F | F | F | F | F | F | F | F | F | F | F | reported_rslt_oos, | 'F',
RESOLVE_REQD | F | F | F | F | F | F | F | F | F | F | F | F | F | resolve_reqd | 'F'
REVIEWER | [12 empty] | null | reviewer, | NULL,
SAMPLE_NUMBER | 46119 | 46118 | 46117 | 46116 | 46115 | 46114 | 46113 | 46112 | 46111 | 46110 | 46109 | 46108 | 取sample表二次插入的sample_number，一个任务有多少只样品，便有多少行 | sample_number, | 387127,
SIGNED | F | F | F | F | F | F | F | F | F | F | F | F | F | signed, | 'F',
SPLIT_REPLICATES | F | F | F | F | F | F | F | F | F | F | F | F | F | split_replicates, | 'F',
STAGE | NONE | NONE | NONE | NONE | NONE | NONE | NONE | NONE | NONE | NONE | NONE | NONE | NONE | stage, | 'NONE',
STATUS | P | I | I | I | I | I | I | I | I | I | I | I | I | status, | 'I',
T_ALLOWED_PRODUCT | [12 empty] | null
T_ALLOWED_SAM_TYPE | [12 empty] | null
T_ANALYSIS_METHOD |  | IEC61810-7 | IEC61810-7 | IEC61810-7 | IEC61810-7 | IEC61810-7 | IEC61810-7 | IEC61810-7 | IEC61810-7 | IEC61810-7 | IEC61810-7 | IEC61810-7 | 分析方法(如IEC61810-7) | t_analysis_method, | 'IEC61810-7',
T_CHARGE_GROUP | 0 | 0 | 0 | 0 | 0 | 0 | 0 | 0 | 0 | 0 | 0 | 0 | 0 | t_charge_group, | 0,
T_CLIENT_DUE_DATE | [12 empty] | null
T_CLIENT_PRIORITY | [12 empty] | null
T_CLIENT_TURNARUND | [12 empty] | null
T_CONTAINER_GROUP | [12 empty] | null
T_DATE_ENABLED | 2019/7/20 | 2019/7/20 | 2019/7/20 | 2019/7/20 | 2019/7/20 | 2019/7/20 | 2019/7/20 | 2019/7/20 | 2019/7/20 | 2019/7/20 | 2019/7/20 | 2019/7/20 | 制单日期 | t_date_enabled, | to_timestamp('2019-09-10','yyyy-mm-dd hh24:mi:ss.ff'),
T_EXT_REQUEST_DATE | [12 empty] | null
T_INST_TESTS | [12 empty] | null
T_LAB_DUE_DATE | [12 empty] | null
T_NEEDS_LOCATION | F | F | F | F | F | F | F | F | F | F | F | F | F | t_needs_location, | 'F',
T_PREP_ANALYSIS | [12 empty] | null
T_PREP_ANALYSIS_GRP | [12 empty] | null
T_PREP_TEST | 0 | 0 | 0 | 0 | 0 | 0 | 0 | 0 | 0 | 0 | 0 | 0 | 0 | t_prep_test, | 0,
T_QC_REFERENCE | 0 | 0 | 0 | 0 | 0 | 0 | 0 | 0 | 0 | 0 | 0 | 0 | 0 | t_qc_reference, | 0,
T_REPORT_HEADER | [12 empty] | null
T_TURNAROUND_ACTUA | 0 | 0 | 0 | 0 | 0 | 0 | 0 | 0 | 0 | 0 | 0 | 0 | 0 | t_turnaround_actua, | 0,
T_TURNAROUND_CHARG | 0 | 0 | 0 | 0 | 0 | 0 | 0 | 0 | 0 | 0 | 0 | 0 | 0 | t_turnaround_charg, | 0,
T_TURNAROUND_MET | F | F | F | F | F | F | F | F | F | F | F | F | F | t_turnaround_met, | 'F',
TEST_COMMENT | [12 empty] | null
TEST_LIST | [12 empty] | null
TEST_LOCATION | DEFAULT | DEFAULT | DEFAULT | DEFAULT | DEFAULT | DEFAULT | DEFAULT | DEFAULT | DEFAULT | DEFAULT | DEFAULT | DEFAULT | DEFAULT | test_location, | 'DEFAULT',
TEST_NUMBER | 137310 | 137309 | 137308 | 137307 | 137306 | 137305 | 137304 | 137303 | 137302 | 137301 | 137300 | 137299 | 根据sample_number主键自增 | test_number, | 127432,
TEST_PRIORITY | 0 | 0 | 0 | 0 | 0 | 0 | 0 | 0 | 0 | 0 | 0 | 0 | 0 | test_priority, | 0,
TEST_SEQUENCE_NO | 0 | 0 | 0 | 0 | 0 | 0 | 0 | 0 | 0 | 0 | 0 | 0 | 0 | test_sequence_no, | 0,
TRANS_NUM | 0 | 0 | 0 | 0 | 0 | 0 | 0 | 0 | 0 | 0 | 0 | 0 | 0 | trans_num, | 0,
VARIATION | [12 empty] | default:null | variation, | NULL,
VERSION | 1 | 1 | 1 | 1 | 1 | 1 | 1 | 1 | 1 | 1 | 1 | 1 | 分析版本 | version, | 1,

## Sheet5
date_completed, | NULL,
t_turnaround_met, | 'F',
t_turnaround_charg, | 0,
trans_num, | 0,
changed_on, | to_timestamp('2019-09-10 15:17:39','yyyy-mm-dd hh24:mi:ss.ff'),
variation, | NULL,
test_number, | 127433,
common_name, | '常温振动',
t_turnaround_actua, | 0,
pre_invoice_number, | 0,
double_entry, | 'F',
in_control, | 'T',
c_task_seq_num, | 12186,
c_task_status, | 0,
original_test, | 127434,
display_results, | 'T',
reviewer, | NULL,
c_apply_review, | 'F',
old_status, | 'I',
t_analysis_method, | 'GBT2423.10',
c_task_id, | 'A-190910-0026-01',
order_number, | 1,
replicate_test, | 'F',
re_tested, | 'F',
parent_test, | 0,
batch_parent_test, | 0,
status, | 'I',
charge_entry, | 0,
date_received, | NULL,
invoice_number, | 0,
assigned_operator, | NULL,
c_failure_cycle, | 0,
cross_sample, | 'F',
t_prep_test, | 0,
test_location, | 'DEFAULT',
batch_original_test, | 0,
prep, | 'F',
replicate_count, | 1,
aliquot_group, | 'DEFAULT',
test_priority, | 0,
c_base_para_temp, | 'T',
c_arrange_type, | 'B类',
t_date_enabled, | to_timestamp('2019-09-10','yyyy-mm-dd hh24:mi:ss.ff'),
split_replicates, | 'F',
t_qc_reference, | 0,
c_if_arranged, | 'F',
child_out_spec, | 'F',
analysis, | 'GBT2423.10-2008-1A',
lab, | '0101测试三组',
stage, | 'NONE',
version, | 1,
released, | 'F',
double_blind, | 'F',
c_test_cycle, | 0,
cntrct_qte_item_no, | 0,
c_test_type, | '测试结果',
aliquoted_to, | 0,
c_arrange_seq_num, | 0,
analysis_count, | 0,
prep_date, | NULL,
group_name, | 'DEFAULT',
date_started, | NULL,
date_reviewed, | NULL,
batch_sibling_test, | 0,
in_cal, | 'T',
signed, | 'F',
t_charge_group, | 0,
t_needs_location, | 'F',
test_sequence_no, | 0,
prep_by, | NULL,
modified_results, | 'F',
on_worksheet, | 'F',
primary_in_spec, | 'T',
reported_name, | '正弦振动',
sample_number, | 387127,
in_spec, | 'T',
reported_rslt_oos, | 'F',
resolve_reqd | 'F'

## Sheet1
aliquot_group, | 'DEFAULT',
aliquoted_to, | 0,
analysis, | 'IEC61810-7-2006_4.24-2A',
analysis_count, | 0,
assigned_operator, | NULL,
batch_original_test, | 0,
batch_parent_test, | 0,
batch_sibling_test, | 0,
c_apply_review, | 'F',
c_arrange_seq_num, | 0,
c_arrange_type, | 'B类',
c_base_para_temp, | 'T',
c_failure_cycle, | 0,
c_if_arranged, | 'F',
c_task_id, | 'A-190910-0025-01',
c_task_seq_num, | 12186,
c_task_status, | 0,
c_test_cycle, | 0,
c_test_type, | '测试结果',
changed_on, | to_timestamp('2019-09-10 13:36:09','yyyy-mm-dd hh24:mi:ss.ff'),
charge_entry, | 0,
child_out_spec, | 'F',
cntrct_qte_item_no, | 0,
common_name, | '力学测试',
cross_sample, | 'F',
date_completed, | NULL,
date_received, | NULL,
date_reviewed, | NULL,
date_started, | NULL,
display_results, | 'T',
double_blind, | 'F',
double_entry, | 'F',
in_cal, | 'T',
in_control, | 'T',
in_spec, | 'T',
invoice_number, | 0,
lab, | '0101测试三组',
modified_results, | 'F',
old_status, | 'I',
on_worksheet, | 'F',
order_number, | 1,
original_test, | 127433,
parent_test, | 0,
pre_invoice_number, | 0,
prep, | 'F',
prep_by, | NULL,
prep_date, | NULL,
primary_in_spec, | 'T',
re_tested, | 'F',
released, | 'F',
replicate_count, | 1,
replicate_test, | 'F',
reported_name, | '弯曲试验',
reported_rslt_oos, | 'F',
resolve_reqd | 'F'
reviewer, | NULL,
sample_number, | 387127,
signed, | 'F',
split_replicates, | 'F',
stage, | 'NONE',
status, | 'I',
t_analysis_method, | 'IEC61810-7',
t_charge_group, | 0,
t_date_enabled, | to_timestamp('2019-09-10','yyyy-mm-dd hh24:mi:ss.ff'),
t_needs_location, | 'F',
t_prep_test, | 0,
t_qc_reference, | 0,
t_turnaround_actua, | 0,
t_turnaround_charg, | 0,
t_turnaround_met, | 'F',
test_location, | 'DEFAULT',
test_number, | 127432,
test_priority, | 0,
test_sequence_no, | 0,
trans_num, | 0,
variation, | NULL,
version, | 1,

## Sheet3
result_type, | 'T',
std_reag_sample, | 0,
minimum, | NULL,
trans_num, | 0,
link_size, | 0,
changed_on, | to_timestamp('2019-09-10 15:18:04','yyyy-mm-dd hh24:mi:ss.ff'),
test_number, | 127436,
t_short_name, | NULL,
ROUND, | 'F',
list_key, | NULL,
analysis, | 'GBT2423.10-2008-1A',
spec_override, | 'F',
reported_result, | 'F',
in_control, | 'T',
modified_result, | 'F',
factor_value, | 0,
allow_cancel, | 'F',
report_name, | NULL,
name, | '详细情况',
optional, | 'T',
places_2, | 0,
old_status, | 'N',
order_number, | 4,
format_calculation, | NULL,
auto_calc, | 'T',
in_cal, | 'T',
status, | 'N',
entered_on, | NULL,
has_attributes, | 'F',
uses_codes, | 'F',
uses_instrument, | 'F',
places, | 1,
reportable, | 'T',
attribute_1, | NULL,
result_number, | 200001691,
units, | 'NONE',
reported_rslt_rev, | 0,
displayed, | 'T',
maximum, | NULL,
entry, | NULL,
primary_in_spec, | 'T',
replicate_count, | 0,
code_entered, | 'F',
in_spec, | 'T',
sample_number, | 387124,
allow_out, | 'T',
reported_rslt_oos | 'F'

## Sheet4
ALIAS_NAME
ALLOW_CANCEL | F | F | F | F | F | F | F | F | F | default:F | allow_cancel, | 'F',
ALLOW_OUT | T | T | T | T | T | T | T | T | T | 是否允许超出限值范围 | allow_out, | 'T',
ANALYSIS | IEC61810-1-2015_11-1A | IEC61810-1-2015_11-1A | IEC61810-1-2015_11-1A | IEC61810-1-2015_11-1A | IEC61810-1-2015_11-1A | IEC61810-1-2015_11-1A | IEC61810-1-2015_11-1A | IEC61810-1-2015_11-1A | IEC61810-1-2015_11-1A | 测试结果依据的分析名称（带A的） | analysis, | 'IEC61810-7-2006_4.24-2A',
ATTRIBUTE_1 | [9 empty] | default:null | attribute_1, | NULL,
ATTRIBUTE_2 | [9 empty] | default:null
ATTRIBUTE_3
ATTRIBUTE_4
ATTRIBUTE_5
AUTO_CALC | T | T | T | T | T | T | T | T | T | default:T | auto_calc, | 'T',
BATCH
C_CERTIFICATIONS
C_LIST_KEY | [9 empty] | 默认名称
CHANGED_ON | 2019-07-24 16:46 | 2019-07-24 16:46 | 2019-07-24 16:46 | 2019-07-24 16:46 | 2019-07-24 16:46 | 2019-07-24 16:46 | 2019-07-24 16:46 | 2019-07-24 16:46 | 2019-07-24 16:46 | 修改日期 | changed_on, | to_timestamp('2019-09-10 14:38:33','yyyy-mm-dd hh24:mi:ss.ff'),
CHART_COMMENT | [9 empty] | default:null
CODE_ENTERED | F | F | F | F | F | F | F | F | F | default:F | code_entered, | 'F',
CONTROL_1
CONTROL_2
DATE_REVIEWED | [9 empty] | default:null
DB_FILE | [9 empty] | 附件
DISPLAYED | F | T | T | T | T | T | T | T | T | default:T | displayed, | 'T',
DOUBLE_BLIND_CHK
DOUBLE_ENTRY_CHK | [9 empty] | default:null
ENTERED_BY | [9 empty] | default:null
ENTERED_ON | [9 empty] | default:null | entered_on, | NULL,
ENTRY | [9 empty] | null | entry, | NULL,
ENTRY_QUALIFIER | [9 empty] | default:null
ENTRY_TYPE
FACTOR_OPERATOR | [9 empty] | default:null
FACTOR_VALUE | 0 | 0 | 0 | 0 | 0 | 0 | 0 | 0 | 0 | default:0 | factor_value, | 0,
FIRST_ENTRY | [9 empty] | null
FIRST_ENTRY_BY | [9 empty] | default:null
FIRST_ENTRY_ON | [9 empty] | default:null
FORMAT_CALCULATION | C_ACTUAL_TEST_TIME | C_ACTUAL_TEST_TIME | [7 empty] | 时间转换（此处lims原意为字段相应的计算，但本软件中只有一段程序，即将时间转换为小时显示，此处为实际测试时间转换） | format_calculation, | 'C_ACTUAL_TEST_TIME',
FORMATTED_ENTRY | [9 empty] | null
HAS_ATTRIBUTES | F | F | F | F | F | F | F | F | F | 是否有属性 | has_attributes, | 'F',
HI_CONTROL
IN_CAL | T | T | T | T | T | T | T | T | T | default:T | in_cal, | 'T',
IN_CONTROL | T | T | T | T | T | T | T | T | T | default:T | in_control, | 'T',
IN_SPEC | T | T | T | T | T | T | T | T | T | default:T | in_spec, | 'T',
INSTRUMENT | [9 empty] | default:null
LINK_DATE | [9 empty] | default:null
LINK_SIZE | 0 | 0 | 0 | 0 | 0 | 0 | 0 | 0 | 0 | default:0.00 | link_size, | 0,
LIST_KEY |  |  | 失效模式-电耐久性 |  | OK_NG | OK_NG | OK_NG | PASS_FAIL |  | list对应的名称 | list_key, | 'OK_NG',
LO_CONTROL
MAX_LIMIT
MAXIMUM | [9 empty] | 最大值 | maximum, | NULL,
MIN_LIMIT
MINIMUM | [9 empty] | 最小值 | minimum, | NULL,
MODIFIED_RESULT | F | F | F | F | F | F | F | F | F | 是否修改了自动带出结果 | modified_result, | 'F',
NAME | 最终测试次数 | 测试次数 | 失效模式 | 详细情况 | 外观检查 | 功能参数 | 介质耐压 | 结果判定 | 备注 | 测试结果对应的显示值 | name, | '外观检查',
NUMERIC_ENTRY | [9 empty] | null
OLD_STATUS | N | N | N | N | N | N | N | N | N | R M A X N E C | old_status, | 'N',
OPTIONAL | T | F | F | T | T | T | F | F | T | 是否可选填 | optional, | 'F',
ORDER_NUMBER | 1 | 2 | 3 | 4 | 5 | 6 | 7 | 8 | 9 | 测试结果的排序 | order_number, | 1,
PLACES | 1 | 1 | 1 | 1 | 1 | 1 | 1 | 1 | 1 | 按结果中对分项的定义取 | places, | 1,
PLACES_2 | 0 | 0 | 0 | 0 | 0 | 0 | 0 | 0 | 0 | default:0.00 | places_2, | 0,
PRIMARY_IN_SPEC | T | T | T | T | T | T | T | T | T | default:T | primary_in_spec, | 'T',
REPLICATE_COUNT | 0 | 0 | 0 | 0 | 0 | 0 | 0 | 0 | 0 | 0 | replicate_count, | 0,
REPORTABLE | F | T | T | T | T | T | T | T | T | 是否报告 | reportable, | 'T',
REPORTED_NAME | 最终测试次数 | 测试次数 | 失效模式 | 详细情况 | 外观检查 | 功能参数 | 介质耐压 | 结果判定 | 备注 | report_name | 无 | 无
REPORTED_RESULT | F | F | F | F | F | F | F | F | F | default:F | reported_result, | 0, | F
REPORTED_RSLT_OOS | F | F | F | F | F | F | F | F | F | default:F | reported_rslt_oos | 'F'
REPORTED_RSLT_REV | 0 | 0 | 0 | 0 | 0 | 0 | 0 | 0 | 0 | default:0.00 | reported_rslt_rev, | 0,
RESULT_NUMBER | 7026875 | 7026862 | 7026863 | 7026876 | 7026877 | 7026878 | 7026864 | 7026865 | 7026879 | result主键 | result_number, | 200001677,
RESULT_TYPE | N | N | U | T | L | L | L | L | T | 根据数据类型表得到对应的数据类型标志 | result_type, | 'L',
REVIEWER | [9 empty] | default:null
ROUND | [9 empty] | 按条件中对分项的定义取 | ROUND, | 'F', | bar: N to T
SAMPLE_NUMBER | 46138 | 46138 | 46138 | 46138 | 46138 | 46138 | 46138 | 46138 | 46138 | sample表第二次写入的主键，测试结果有多少行，此处一只样品就有多少行 | sample_number, | 387125,
SPEC_OVERRIDE | [9 empty] | default:F | spec_override, | 'F', | bar: N to T
STATUS | [9 empty] | R:驳回 M:修改 A:批准 X:删除 N:未输入 E:输入 C:取消 | status, | 'N', | bar: N to T
STD_REAG_SAMPLE | 0 | 0 | 0 | 0 | 0 | 0 | 0 | 0 | 0 | deault:0.00 | std_reag_sample, | 0,
T_ACCREDITED | [9 empty] | 是否认证 | 无 | 无 | bar: N to T
T_ACCREDITED_ID | [9 empty] | default:null
T_SHORT_NAME |  | Final test times | Final failure mode | Details | Visual inspection | Performance test as required |  | Verdict | Remarks | 英文短名称 | t_short_name, | 'Visual inspection',
TEST_NUMBER | 137486 | 137486 | 137486 | 137486 | 137486 | 137486 | 137486 | 137486 | 137486 | test表二次写入对应sample_number的test_number | test_number, | 127438,
TEXT_LIMIT
TRANS_NUM | 0 | 0 | 0 | 0 | 0 | 0 | 0 | 0 | 0 | default:0.00 | trans_num, | 0,
UNITS | NONE | CYCLES | NONE | NONE | NONE | NONE | NONE | NONE | NONE | 单位的显示名 | units, | 'NONE',
USES_CODES | [9 empty] | default:F | uses_codes, | 'F', | bar: N to T
USES_INSTRUMENT | [9 empty] | default:F | uses_instrument, | 'F', | bar: N to T